{"text_format":"1","workbook":"xlsx","n_sheets":8,"sheets":["Home","Basic Ferment Entry","Full Ferment Logs","Full Vintage Planner","Refrigeration & Weather","What-if Analysis","What-if Chart","Ferment Archive"],"not_rendered":{"charts":4,"images":3,"macros":1,"external_links":0,"defined_names":17,"comments":0,"pivot_tables":0},"unopened":[{"sheet":"What-if Chart","index":6,"reason":"not_a_worksheet"}],"bounds":{"document_bytes":16777216,"sheet_cells":100000,"rows_first":2000,"rows_last":500,"rows_between":2000,"halvings":0,"cell_chars":16384,"cell_head_chars":4096},"cells_cut":0,"cells_raw":0,"read":"whole","date_system":"1900"}

{"sheet":"Home","index":0,"n_rows":120,"n_cols":11,"rows_kept":120,"cut":false,"hidden":false,"merged":[]}
[]
[null,null,"Fermenter 1",null,"Fermenter 2",null,"Fermenter 3",null,"Fermenter 4",null,"Fermenter 5"]
[null,null,{"$f":"'Full Ferment Logs'!C4","v":"Example 1"},null,{"$f":"'Full Ferment Logs'!Y4","v":"Example 2"},null,{"$f":"'Full Ferment Logs'!AU4","v":"Example 3"},null,{"$f":"'Full Ferment Logs'!BQ4","v":"Example 4"},null,{"$f":"'Full Ferment Logs'!CM4","v":"Enter Tank Name"}]
[null,null,{"$f":"'Full Ferment Logs'!C19","v":"Good"},null,{"$f":"'Full Ferment Logs'!Y19","v":"Good"},null,{"$f":"'Full Ferment Logs'!AU19","v":"Warning -  Sluggish Ferment"},null,{"$f":"'Full Ferment Logs'!BQ19","v":"Warning -  Sluggish Ferment"},null,{"$f":"'Full Ferment Logs'!CM19","v":"Warning - Rapid ferment"}]
[null,null,{"$f":"MIN('Full Ferment Logs'!C23:C83) & \"  Be\"","v":"-0.4  Be"},null,{"$f":"MIN('Full Ferment Logs'!Y23:Y83) & \"  Be\"","v":"-0.2  Be"},null,{"$f":"MIN('Full Ferment Logs'!AU23:AU83) & \"  Be\"","v":"-1  Be"},null,{"$f":"MIN('Full Ferment Logs'!BQ23:BQ83) & \"  Be\"","v":"1.6  Be"},null,{"$f":"MIN('Full Ferment Logs'!CM23:CM83) & \"  Be\"","v":"6  Be"}]
[null,null,{"$f":"'Full Ferment Logs'!C16& \"  days\"","v":"9  days"},null,{"$f":"'Full Ferment Logs'!Y16& \"  days\"","v":"11  days"},null,{"$f":"'Full Ferment Logs'!AU16& \"  days\"","v":"18.5  days"},null,{"$f":"'Full Ferment Logs'!BQ16& \"  days\"","v":"13.5  days"},null,{"$f":"'Full Ferment Logs'!CM16& \"  days\"","v":"4.5  days"}]
[]
[null,null,"Fermenter 6",null,"Fermenter 7",null,"Fermenter 8",null,"Fermenter 9",null,"Fermenter 10"]
[null,null,{"$f":"'Full Ferment Logs'!DI4","v":"Enter Tank Name"},null,{"$f":"'Full Ferment Logs'!EE4","v":"Enter Tank Name"},null,{"$f":"'Full Ferment Logs'!FA4","v":"Enter Tank Name"},null,{"$f":"'Full Ferment Logs'!FW4","v":"Enter Tank Name"},null,{"$f":"'Full Ferment Logs'!GS4","v":"Enter Tank Name"}]
[null,null,{"$f":"'Full Ferment Logs'!DI19","v":"Good"},null,{"$f":"'Full Ferment Logs'!EE19","v":"Warning - Rapid ferment"},null,{"$f":"'Full Ferment Logs'!FA19","v":"Warning - Rapid ferment"},null,{"$f":"'Full Ferment Logs'!FW19","v":"Warning - Rapid ferment"},null,{"$f":"'Full Ferment Logs'!GS19","v":"Warning - Rapid ferment"}]
[null,null,{"$f":"MIN('Full Ferment Logs'!DI23:DI83) & \"  Be\"","v":"2.9  Be"},null,{"$f":"MIN('Full Ferment Logs'!EE23:EE83) & \"  Be\"","v":"5  Be"},null,{"$f":"MIN('Full Ferment Logs'!FA23:FA83) & \"  Be\"","v":"5.9  Be"},null,{"$f":"MIN('Full Ferment Logs'!FW23:FW83) & \"  Be\"","v":"5.3  Be"},null,{"$f":"MIN('Full Ferment Logs'!GS23:GS83) & \"  Be\"","v":"5.1  Be"}]
[null,null,{"$f":"'Full Ferment Logs'!DI16& \"  days\"","v":"7.5  days"},null,{"$f":"'Full Ferment Logs'!EE16& \"  days\"","v":"6.5  days"},null,{"$f":"'Full Ferment Logs'!FA16& \"  days\"","v":"5.5  days"},null,{"$f":"'Full Ferment Logs'!FW16& \"  days\"","v":"4  days"},null,{"$f":"'Full Ferment Logs'!GS16& \"  days\"","v":"5  days"}]
[]
[null,null,"Fermenter 11",null,"Fermenter 12",null,"Fermenter 13",null,"Fermenter 14",null,"Fermenter 15"]
[null,null,{"$f":"'Full Ferment Logs'!HO4","v":"Enter Tank Name"},null,{"$f":"'Full Ferment Logs'!IK4","v":"Enter Tank Name"},null,{"$f":"'Full Ferment Logs'!JG4","v":"Enter Tank Name"},null,{"$f":"'Full Ferment Logs'!KC4","v":"Enter Tank Name"},null,{"$f":"'Full Ferment Logs'!KY4","v":"Enter Tank Name"}]
[null,null,{"$f":"'Full Ferment Logs'!HO19","v":"Warning -  Sluggish Ferment"},null,{"$f":"'Full Ferment Logs'!IK19","v":"Warning -  Sluggish Ferment"},null,{"$f":"'Full Ferment Logs'!JG19","v":"Good"},null,{"$f":"'Full Ferment Logs'!KC19","v":"Good"},null,{"$f":"'Full Ferment Logs'!KY19","v":"High range on spec"}]
[null,null,{"$f":"MIN('Full Ferment Logs'!HO23:HO83) & \"  Be\"","v":"4.8  Be"},null,{"$f":"MIN('Full Ferment Logs'!IK23:IK83) & \"  Be\"","v":"5.1  Be"},null,{"$f":"MIN('Full Ferment Logs'!JG23:JG83) & \"  Be\"","v":"1.9  Be"},null,{"$f":"MIN('Full Ferment Logs'!KC23:KC83) & \"  Be\"","v":"0.9  Be"},null,{"$f":"MIN('Full Ferment Logs'!KY23:KY83) & \"  Be\"","v":"4.6  Be"}]
[null,null,{"$f":"'Full Ferment Logs'!HO16& \"  days\"","v":"15  days"},null,{"$f":"'Full Ferment Logs'!IK16& \"  days\"","v":"16  days"},null,{"$f":"'Full Ferment Logs'!JG16& \"  days\"","v":"10.5  days"},null,{"$f":"'Full Ferment Logs'!KC16& \"  days\"","v":"7.5  days"},null,{"$f":"'Full Ferment Logs'!KY16& \"  days\"","v":"5.5  days"}]
[]
[null,null,"Fermenter 16",null,"Fermenter 17",null,"Fermenter 18",null,"Fermenter 19",null,"Fermenter 20"]
[null,null,{"$f":"'Full Ferment Logs'!LU4","v":"Enter Tank Name"},null,{"$f":"'Full Ferment Logs'!MQ4","v":"Enter Tank Name"},null,{"$f":"'Full Ferment Logs'!NM4","v":"Enter Tank Name"},null,{"$f":"'Full Ferment Logs'!OI4","v":"Enter Tank Name"},null,{"$f":"'Full Ferment Logs'!PE4","v":"Enter Tank Name"}]
[null,null,{"$f":"'Full Ferment Logs'!LU19","v":"Good"},null,{"$f":"'Full Ferment Logs'!MQ19","v":"Insufficient data for prediction"},null,{"$f":"'Full Ferment Logs'!NM19","v":"Good"},null,{"$f":"'Full Ferment Logs'!OI19","v":"Insufficient data for prediction"},null,{"$f":"'Full Ferment Logs'!PE19","v":"Low range on spec"}]
[null,null,{"$f":"MIN('Full Ferment Logs'!LU23:LU83) & \"  Be\"","v":"3.5  Be"},null,{"$f":"MIN('Full Ferment Logs'!MQ23:MQ83) & \"  Be\"","v":"0  Be"},null,{"$f":"MIN('Full Ferment Logs'!NM23:NM83) & \"  Be\"","v":"2.3  Be"},null,{"$f":"MIN('Full Ferment Logs'!OI23:OI83) & \"  Be\"","v":"9.8  Be"},null,{"$f":"MIN('Full Ferment Logs'!PE23:PE83) & \"  Be\"","v":"1  Be"}]
[null,null,{"$f":"'Full Ferment Logs'!LU16& \"  days\"","v":"6.5  days"},null,{"$f":"'Full Ferment Logs'!MQ16& \"  days\"","v":"  days"},null,{"$f":"'Full Ferment Logs'!NM16& \"  days\"","v":"6.5  days"},null,{"$f":"'Full Ferment Logs'!OI16& \"  days\"","v":"  days"},null,{"$f":"'Full Ferment Logs'!PE16& \"  days\"","v":"7.5  days"}]
[]
[null,null,"Fermenter 21",null,"Fermenter 22",null,"Fermenter 23",null,"Fermenter 24",null,"Fermenter 25"]
[null,null,{"$f":"'Full Ferment Logs'!QA4","v":"Enter Tank Name"},null,{"$f":"'Full Ferment Logs'!QW4","v":"Enter Tank Name"},null,{"$f":"'Full Ferment Logs'!RS4","v":"Enter Tank Name"},null,{"$f":"'Full Ferment Logs'!SO4","v":"Enter Tank Name"},null,{"$f":"'Full Ferment Logs'!TK4","v":"Enter Tank Name"}]
[null,null,{"$f":"'Full Ferment Logs'!QA19","v":"Good"},null,{"$f":"'Full Ferment Logs'!QW19","v":"Warning -  Sluggish Ferment"},null,{"$f":"'Full Ferment Logs'!RS19","v":"Good"},null,{"$f":"'Full Ferment Logs'!SO19","v":"Good"},null,{"$f":"'Full Ferment Logs'!TK19","v":"Insufficient data for prediction"}]
[null,null,{"$f":"MIN('Full Ferment Logs'!QA23:QA83) & \"  Be\"","v":"5  Be"},null,{"$f":"MIN('Full Ferment Logs'!QW23:QW83) & \"  Be\"","v":"0.5  Be"},null,{"$f":"MIN('Full Ferment Logs'!RS23:RS83) & \"  Be\"","v":"5  Be"},null,{"$f":"MIN('Full Ferment Logs'!SO23:SO83) & \"  Be\"","v":"7.3  Be"},null,{"$f":"MIN('Full Ferment Logs'!TK23:TK83) & \"  Be\"","v":"6.7  Be"}]
[null,null,{"$f":"'Full Ferment Logs'!QA16& \"  days\"","v":"6.5  days"},null,{"$f":"'Full Ferment Logs'!QW16& \"  days\"","v":"19  days"},null,{"$f":"'Full Ferment Logs'!RS16& \"  days\"","v":"8  days"},null,{"$f":"'Full Ferment Logs'!SO16& \"  days\"","v":"6.5  days"},null,{"$f":"'Full Ferment Logs'!TK16& \"  days\"","v":"  days"}]
[]
[null,null,"Fermenter 26",null,"Fermenter 27",null,"Fermenter 28",null,"Fermenter 29",null,"Fermenter 30"]
[null,null,{"$f":"'Full Ferment Logs'!UG4","v":"Enter Tank Name"},null,{"$f":"'Full Ferment Logs'!VC4","v":"Enter Tank Name"},null,{"$f":"'Full Ferment Logs'!VY4","v":"Enter Tank Name"},null,{"$f":"'Full Ferment Logs'!WU4","v":"Enter Tank Name"},null,{"$f":"'Full Ferment Logs'!XQ4","v":"Enter Tank Name"}]
[null,null,{"$f":"'Full Ferment Logs'!UG19","v":"Good"},null,{"$f":"'Full Ferment Logs'!VC19","v":"Good"},null,{"$f":"'Full Ferment Logs'!VY19","v":"Warning - Rapid ferment"},null,{"$f":"'Full Ferment Logs'!WU19","v":"Warning - Rapid ferment"},null,{"$f":"'Full Ferment Logs'!XQ19","v":"Warning - Rapid ferment"}]
[null,null,{"$f":"MIN('Full Ferment Logs'!UG23:UG83) & \"  Be\"","v":"2.9  Be"},null,{"$f":"MIN('Full Ferment Logs'!VC23:VC83) & \"  Be\"","v":"4.7  Be"},null,{"$f":"MIN('Full Ferment Logs'!VY23:VY83) & \"  Be\"","v":"5.9  Be"},null,{"$f":"MIN('Full Ferment Logs'!WU23:WU83) & \"  Be\"","v":"5.3  Be"},null,{"$f":"MIN('Full Ferment Logs'!XQ23:XQ83) & \"  Be\"","v":"5.1  Be"}]
[null,null,{"$f":"'Full Ferment Logs'!UG16& \"  days\"","v":"7.5  days"},null,{"$f":"'Full Ferment Logs'!VC16& \"  days\"","v":"9  days"},null,{"$f":"'Full Ferment Logs'!VY16& \"  days\"","v":"6  days"},null,{"$f":"'Full Ferment Logs'!WU16& \"  days\"","v":"4  days"},null,{"$f":"'Full Ferment Logs'!XQ16& \"  days\"","v":"5  days"}]
[]
[null,null,"Fermenter 31",null,"Fermenter 32",null,"Fermenter 33",null,"Fermenter 34",null,"Fermenter 35"]
[null,null,{"$f":"'Full Ferment Logs'!YM4","v":"Enter Tank Name"},null,{"$f":"'Full Ferment Logs'!ZI4","v":"Enter Tank Name"},null,{"$f":"'Full Ferment Logs'!AAE4","v":"Enter Tank Name"},null,{"$f":"'Full Ferment Logs'!ABA4","v":"Enter Tank Name"},null,{"$f":"'Full Ferment Logs'!ABW4","v":"Enter Tank Name"}]
[null,null,{"$f":"'Full Ferment Logs'!YM19","v":"Warning -  Sluggish Ferment"},null,{"$f":"'Full Ferment Logs'!ZI19","v":"Warning -  Sluggish Ferment"},null,{"$f":"'Full Ferment Logs'!AAE19","v":"Good"},null,{"$f":"'Full Ferment Logs'!ABA19","v":"Good"},null,{"$f":"'Full Ferment Logs'!ABW19","v":"Warning - Rapid ferment"}]
[null,null,{"$f":"MIN('Full Ferment Logs'!YM23:YM83) & \"  Be\"","v":"4.8  Be"},null,{"$f":"MIN('Full Ferment Logs'!ZI23:ZI83) & \"  Be\"","v":"5.1  Be"},null,{"$f":"MIN('Full Ferment Logs'!AAE23:AAE83) & \"  Be\"","v":"1.9  Be"},null,{"$f":"MIN('Full Ferment Logs'!ABA23:ABA83) & \"  Be\"","v":"0.9  Be"},null,{"$f":"MIN('Full Ferment Logs'!ABW23:ABW83) & \"  Be\"","v":"4.6  Be"}]
[null,null,{"$f":"'Full Ferment Logs'!YM16& \"  days\"","v":"15  days"},null,{"$f":"'Full Ferment Logs'!ZI16& \"  days\"","v":"15.5  days"},null,{"$f":"'Full Ferment Logs'!AAE16& \"  days\"","v":"10.5  days"},null,{"$f":"'Full Ferment Logs'!ABA16& \"  days\"","v":"7  days"},null,{"$f":"'Full Ferment Logs'!YU16& \"  days\"","v":"  days"}]
[]
[null,null,"Fermenter 36",null,"Fermenter 37",null,"Fermenter 38",null,"Fermenter 39",null,"Fermenter 40"]
[null,null,{"$f":"'Full Ferment Logs'!ACS4","v":"Enter Tank Name"},null,{"$f":"'Full Ferment Logs'!ADO4","v":"Enter Tank Name"},null,{"$f":"'Full Ferment Logs'!AEK4","v":"Enter Tank Name"},null,{"$f":"'Full Ferment Logs'!AFG4","v":"Enter Tank Name"},null,{"$f":"'Full Ferment Logs'!AGC4","v":"Enter Tank Name"}]
[null,null,{"$f":"'Full Ferment Logs'!ACS19","v":"Good"},null,{"$f":"'Full Ferment Logs'!ADO19","v":"Insufficient data for prediction"},null,{"$f":"'Full Ferment Logs'!AEK19","v":"Good"},null,{"$f":"'Full Ferment Logs'!AFG19","v":"Insufficient data for prediction"},null,{"$f":"'Full Ferment Logs'!AGC19","v":"Good"}]
[null,null,{"$f":"MIN('Full Ferment Logs'!ACS23:ACS83) & \"  Be\"","v":"3.5  Be"},null,{"$f":"MIN('Full Ferment Logs'!ADO23:ADO83) & \"  Be\"","v":"0  Be"},null,{"$f":"MIN('Full Ferment Logs'!AEK23:AEK83) & \"  Be\"","v":"2.3  Be"},null,{"$f":"MIN('Full Ferment Logs'!AFG23:AFG83) & \"  Be\"","v":"9.8  Be"},null,{"$f":"MIN('Full Ferment Logs'!AGC23:AGC83) & \"  Be\"","v":"1  Be"}]
[null,null,{"$f":"'Full Ferment Logs'!ACS16& \"  days\"","v":"6.5  days"},null,{"$f":"'Full Ferment Logs'!ADO16& \"  days\"","v":"  days"},null,{"$f":"'Full Ferment Logs'!AEK16& \"  days\"","v":"6  days"},null,{"$f":"'Full Ferment Logs'!AFG16& \"  days\"","v":"  days"},null,{"$f":"'Full Ferment Logs'!AGC16& \"  days\"","v":"7  days"}]
[]
[null,null,"Fermenter 41",null,"Fermenter 42",null,"Fermenter 43",null,"Fermenter 44",null,"Fermenter 45"]
[null,null,{"$f":"'Full Ferment Logs'!AGY4","v":"Enter Tank Name"},null,{"$f":"'Full Ferment Logs'!AHU4","v":"Enter Tank Name"},null,{"$f":"'Full Ferment Logs'!AIQ4","v":"Enter Tank Name"},null,{"$f":"'Full Ferment Logs'!AJM4","v":"Enter Tank Name"},null,{"$f":"'Full Ferment Logs'!AKI4","v":"Enter Tank Name"}]
[null,null,{"$f":"'Full Ferment Logs'!AGY19","v":"Good"},null,{"$f":"'Full Ferment Logs'!AHU19","v":"Warning -  Sluggish Ferment"},null,{"$f":"'Full Ferment Logs'!AIQ19","v":"Good"},null,{"$f":"'Full Ferment Logs'!AJM19","v":"Good"},null,{"$f":"'Full Ferment Logs'!AKI19","v":"Insufficient data for prediction"}]
[null,null,{"$f":"MIN('Full Ferment Logs'!AGY23:AGY83) & \"  Be\"","v":"5  Be"},null,{"$f":"MIN('Full Ferment Logs'!AHU23:AHU83) & \"  Be\"","v":"0.5  Be"},null,{"$f":"MIN('Full Ferment Logs'!AIQ23:AIQ83) & \"  Be\"","v":"5  Be"},null,{"$f":"MIN('Full Ferment Logs'!AJM23:AJM83) & \"  Be\"","v":"7.3  Be"},null,{"$f":"MIN('Full Ferment Logs'!AKI23:AKI83) & \"  Be\"","v":"6.7  Be"}]
[null,null,{"$f":"'Full Ferment Logs'!AGY16& \"  days\"","v":"7  days"},null,{"$f":"'Full Ferment Logs'!AHU16& \"  days\"","v":"19  days"},null,{"$f":"'Full Ferment Logs'!AIQ16& \"  days\"","v":"8  days"},null,{"$f":"'Full Ferment Logs'!AJM16& \"  days\"","v":"6.5  days"},null,{"$f":"'Full Ferment Logs'!AKI16& \"  days\"","v":"  days"}]
[]
[null,null,"Fermenter 46",null,"Fermenter 47",null,"Fermenter 48",null,"Fermenter 49",null,"Fermenter 50"]
[null,null,{"$f":"'Full Ferment Logs'!ALE4","v":"Enter Tank Name"},null,{"$f":"'Full Ferment Logs'!AMA4","v":"Enter Tank Name"},null,{"$f":"'Full Ferment Logs'!AMW4","v":"Enter Tank Name"},null,{"$f":"'Full Ferment Logs'!ANS4","v":"Enter Tank Name"},null,{"$f":"'Full Ferment Logs'!AOO4","v":"Enter Tank Name"}]
[null,null,{"$f":"'Full Ferment Logs'!ALE19","v":"Good"},null,{"$f":"'Full Ferment Logs'!AMA19","v":"Good"},null,{"$f":"'Full Ferment Logs'!AMW19","v":"Warning - Rapid ferment"},null,{"$f":"'Full Ferment Logs'!ANS19","v":"Warning - Rapid ferment"},null,{"$f":"'Full Ferment Logs'!AOO19","v":"Warning - Rapid ferment"}]
[null,null,{"$f":"MIN('Full Ferment Logs'!ALE23:ALE83) & \"  Be\"","v":"2.9  Be"},null,{"$f":"MIN('Full Ferment Logs'!AMA23:AMA83) & \"  Be\"","v":"4.7  Be"},null,{"$f":"MIN('Full Ferment Logs'!AMW23:AMW83) & \"  Be\"","v":"5.9  Be"},null,{"$f":"MIN('Full Ferment Logs'!ANS23:ANS83) & \"  Be\"","v":"5.3  Be"},null,{"$f":"MIN('Full Ferment Logs'!AOO23:AOO83) & \"  Be\"","v":"5.1  Be"}]
[null,null,{"$f":"'Full Ferment Logs'!ALE16& \"  days\"","v":"7.5  days"},null,{"$f":"'Full Ferment Logs'!AMA16& \"  days\"","v":"9  days"},null,{"$f":"'Full Ferment Logs'!AMW16& \"  days\"","v":"5.5  days"},null,{"$f":"'Full Ferment Logs'!ANS16& \"  days\"","v":"4  days"},null,{"$f":"'Full Ferment Logs'!AOO16& \"  days\"","v":"4.5  days"}]
[]
[null,null,"Fermenter 51",null,"Fermenter 52",null,"Fermenter 53",null,"Fermenter 54",null,"Fermenter 55"]
[null,null,{"$f":"'Full Ferment Logs'!APK4","v":"Enter Tank Name"},null,{"$f":"'Full Ferment Logs'!AQG4","v":"Enter Tank Name"},null,{"$f":"'Full Ferment Logs'!ARC4","v":"Enter Tank Name"},null,{"$f":"'Full Ferment Logs'!ARY4","v":"Enter Tank Name"},null,{"$f":"'Full Ferment Logs'!ASU4","v":"Enter Tank Name"}]
[null,null,{"$f":"'Full Ferment Logs'!APK19","v":"Warning -  Sluggish Ferment"},null,{"$f":"'Full Ferment Logs'!AQG19","v":"Warning -  Sluggish Ferment"},null,{"$f":"'Full Ferment Logs'!ARC19","v":"Good"},null,{"$f":"'Full Ferment Logs'!ARY19","v":"Good"},null,{"$f":"'Full Ferment Logs'!ASU19","v":"Warning - Rapid ferment"}]
[null,null,{"$f":"MIN('Full Ferment Logs'!APK23:APK83) & \"  Be\"","v":"4.8  Be"},null,{"$f":"MIN('Full Ferment Logs'!AQG23:AQG83) & \"  Be\"","v":"5.1  Be"},null,{"$f":"MIN('Full Ferment Logs'!ARC23:ARC83) & \"  Be\"","v":"1.9  Be"},null,{"$f":"MIN('Full Ferment Logs'!ARY23:ARY83) & \"  Be\"","v":"0.9  Be"},null,{"$f":"MIN('Full Ferment Logs'!ASU23:ASU83) & \"  Be\"","v":"4.6  Be"}]
[null,null,{"$f":"'Full Ferment Logs'!APK16& \"  days\"","v":"15  days"},null,{"$f":"'Full Ferment Logs'!AQG16& \"  days\"","v":"15.5  days"},null,{"$f":"'Full Ferment Logs'!ARC16& \"  days\"","v":"10.5  days"},null,{"$f":"'Full Ferment Logs'!ARY16& \"  days\"","v":"7  days"},null,{"$f":"'Full Ferment Logs'!ASU16& \"  days\"","v":"4.5  days"}]
[]
[null,null,"Fermenter 56",null,"Fermenter 57",null,"Fermenter 58",null,"Fermenter 59",null,"Fermenter 60"]
[null,null,{"$f":"'Full Ferment Logs'!ATQ4","v":"Enter Tank Name"},null,{"$f":"'Full Ferment Logs'!AUM4","v":"Enter Tank Name"},null,{"$f":"'Full Ferment Logs'!AVI4","v":"Enter Tank Name"},null,{"$f":"'Full Ferment Logs'!AWE4","v":"Enter Tank Name"},null,{"$f":"'Full Ferment Logs'!AXA4","v":"Enter Tank Name"}]
[null,null,{"$f":"'Full Ferment Logs'!ATQ19","v":"Good"},null,{"$f":"'Full Ferment Logs'!AUM19","v":"Insufficient data for prediction"},null,{"$f":"'Full Ferment Logs'!AVI19","v":"Good"},null,{"$f":"'Full Ferment Logs'!AWE19","v":"Insufficient data for prediction"},null,{"$f":"'Full Ferment Logs'!AXA19","v":"Good"}]
[null,null,{"$f":"MIN('Full Ferment Logs'!ATQ23:ATQ83) & \"  Be\"","v":"3.5  Be"},null,{"$f":"MIN('Full Ferment Logs'!AUM23:AUM83) & \"  Be\"","v":"0  Be"},null,{"$f":"MIN('Full Ferment Logs'!AVI23:AVI83) & \"  Be\"","v":"2.3  Be"},null,{"$f":"MIN('Full Ferment Logs'!AWE23:AWE83) & \"  Be\"","v":"9.8  Be"},null,{"$f":"MIN('Full Ferment Logs'!AXA23:AXA83) & \"  Be\"","v":"1  Be"}]
[null,null,{"$f":"'Full Ferment Logs'!ATQ16& \"  days\"","v":"6.5  days"},null,{"$f":"'Full Ferment Logs'!AUM16& \"  days\"","v":"  days"},null,{"$f":"'Full Ferment Logs'!AVI16& \"  days\"","v":"6  days"},null,{"$f":"'Full Ferment Logs'!AWE16& \"  days\"","v":"  days"},null,{"$f":"'Full Ferment Logs'!AXA16& \"  days\"","v":"7  days"}]
[]
[null,null,"Fermenter 61",null,"Fermenter 62",null,"Fermenter 63",null,"Fermenter 64",null,"Fermenter 65"]
[null,null,{"$f":"'Full Ferment Logs'!AXW4","v":"Enter Tank Name"},null,{"$f":"'Full Ferment Logs'!AYS4","v":"Enter Tank Name"},null,{"$f":"'Full Ferment Logs'!AZO4","v":"Enter Tank Name"},null,{"$f":"'Full Ferment Logs'!BAK4","v":"Enter Tank Name"},null,{"$f":"'Full Ferment Logs'!BBG4","v":"Enter Tank Name"}]
[null,null,{"$f":"'Full Ferment Logs'!AXW19","v":"Good"},null,{"$f":"'Full Ferment Logs'!AYS19","v":"Warning -  Sluggish Ferment"},null,{"$f":"'Full Ferment Logs'!AZO19","v":"Good"},null,{"$f":"'Full Ferment Logs'!BAK19","v":"Good"},null,{"$f":"'Full Ferment Logs'!BBG19","v":"Insufficient data for prediction"}]
[null,null,{"$f":"MIN('Full Ferment Logs'!AXW23:AXW83) & \"  Be\"","v":"5  Be"},null,{"$f":"MIN('Full Ferment Logs'!AYS23:AYS83) & \"  Be\"","v":"0.5  Be"},null,{"$f":"MIN('Full Ferment Logs'!AZO23:AZO83) & \"  Be\"","v":"5  Be"},null,{"$f":"MIN('Full Ferment Logs'!BAK23:BAK83) & \"  Be\"","v":"7.3  Be"},null,{"$f":"MIN('Full Ferment Logs'!BBG23:BBG83) & \"  Be\"","v":"6.7  Be"}]
[null,null,{"$f":"'Full Ferment Logs'!AXW16& \"  days\"","v":"7  days"},null,{"$f":"'Full Ferment Logs'!AYS16& \"  days\"","v":"19  days"},null,{"$f":"'Full Ferment Logs'!AZO16& \"  days\"","v":"8  days"},null,{"$f":"'Full Ferment Logs'!BAK16& \"  days\"","v":"6.5  days"},null,{"$f":"'Full Ferment Logs'!BBG16& \"  days\"","v":"  days"}]
[]
[null,null,"Fermenter 66",null,"Fermenter 67",null,"Fermenter 68",null,"Fermenter 69",null,"Fermenter 70"]
[null,null,{"$f":"'Full Ferment Logs'!BCC4","v":"Enter Tank Name"},null,{"$f":"'Full Ferment Logs'!BCY4","v":"Enter Tank Name"},null,{"$f":"'Full Ferment Logs'!BDU4","v":"Enter Tank Name"},null,{"$f":"'Full Ferment Logs'!BEQ4","v":"Enter Tank Name"},null,{"$f":"'Full Ferment Logs'!BFM4","v":"Enter Tank Name"}]
[null,null,{"$f":"'Full Ferment Logs'!BCC19","v":"Good"},null,{"$f":"'Full Ferment Logs'!BCY19","v":"Good"},null,{"$f":"'Full Ferment Logs'!BDU19","v":"Warning - Rapid ferment"},null,{"$f":"'Full Ferment Logs'!BEQ19","v":"Warning - Rapid ferment"},null,{"$f":"'Full Ferment Logs'!BFM19","v":"Warning - Rapid ferment"}]
[null,null,{"$f":"MIN('Full Ferment Logs'!BCC23:BCC83) & \"  Be\"","v":"2.9  Be"},null,{"$f":"MIN('Full Ferment Logs'!BCY23:BCY83) & \"  Be\"","v":"4.7  Be"},null,{"$f":"MIN('Full Ferment Logs'!BDU23:BDU83) & \"  Be\"","v":"5.9  Be"},null,{"$f":"MIN('Full Ferment Logs'!BEQ23:BEQ83) & \"  Be\"","v":"5.3  Be"},null,{"$f":"MIN('Full Ferment Logs'!BFM23:BFM83) & \"  Be\"","v":"5.1  Be"}]
[null,null,{"$f":"'Full Ferment Logs'!BCC16& \"  days\"","v":"7.5  days"},null,{"$f":"'Full Ferment Logs'!BCY16& \"  days\"","v":"10  days"},null,{"$f":"'Full Ferment Logs'!BDU16& \"  days\"","v":"6  days"},null,{"$f":"'Full Ferment Logs'!BEQ16& \"  days\"","v":"4  days"},null,{"$f":"'Full Ferment Logs'!BFM16& \"  days\"","v":"5  days"}]
[]
[null,null,"Fermenter 71",null,"Fermenter 72",null,"Fermenter 73",null,"Fermenter 74",null,"Fermenter 75"]
[null,null,{"$f":"'Full Ferment Logs'!BGI4","v":"Enter Tank Name"},null,{"$f":"'Full Ferment Logs'!BHE4","v":"Enter Tank Name"},null,{"$f":"'Full Ferment Logs'!BIA4","v":"Enter Tank Name"},null,{"$f":"'Full Ferment Logs'!BIW4","v":"Enter Tank Name"},null,{"$f":"'Full Ferment Logs'!BJS4","v":"Enter Tank Name"}]
[null,null,{"$f":"'Full Ferment Logs'!BGI19","v":"Warning -  Sluggish Ferment"},null,{"$f":"'Full Ferment Logs'!BHE19","v":"Warning -  Sluggish Ferment"},null,{"$f":"'Full Ferment Logs'!BIA19","v":"Good"},null,{"$f":"'Full Ferment Logs'!BIW19","v":"Good"},null,{"$f":"'Full Ferment Logs'!BJS19","v":"Warning - Rapid ferment"}]
[null,null,{"$f":"MIN('Full Ferment Logs'!BGI23:BGI83) & \"  Be\"","v":"4.8  Be"},null,{"$f":"MIN('Full Ferment Logs'!BHE23:BHE83) & \"  Be\"","v":"5.1  Be"},null,{"$f":"MIN('Full Ferment Logs'!BIA23:BIA83) & \"  Be\"","v":"1.9  Be"},null,{"$f":"MIN('Full Ferment Logs'!BIW23:BIW83) & \"  Be\"","v":"0.9  Be"},null,{"$f":"MIN('Full Ferment Logs'!BJS23:BJS83) & \"  Be\"","v":"4.6  Be"}]
[null,null,{"$f":"'Full Ferment Logs'!BGI16& \"  days\"","v":"14.5  days"},null,{"$f":"'Full Ferment Logs'!BHE16& \"  days\"","v":"15.5  days"},null,{"$f":"'Full Ferment Logs'!BIA16& \"  days\"","v":"10  days"},null,{"$f":"'Full Ferment Logs'!BIW16& \"  days\"","v":"7  days"},null,{"$f":"'Full Ferment Logs'!BJS16& \"  days\"","v":"4.5  days"}]
[]
[null,null,"Fermenter 76",null,"Fermenter 77",null,"Fermenter 78",null,"Fermenter 79",null,"Fermenter 80"]
[null,null,{"$f":"'Full Ferment Logs'!BKO4","v":"Enter Tank Name"},null,{"$f":"'Full Ferment Logs'!BLK4","v":"Enter Tank Name"},null,{"$f":"'Full Ferment Logs'!BMG4","v":"Enter Tank Name"},null,{"$f":"'Full Ferment Logs'!BNC4","v":"Enter Tank Name"},null,{"$f":"'Full Ferment Logs'!BNY4","v":"Enter Tank Name"}]
[null,null,{"$f":"'Full Ferment Logs'!BKO19","v":"Good"},null,{"$f":"'Full Ferment Logs'!BLK19","v":"Insufficient data for prediction"},null,{"$f":"'Full Ferment Logs'!BMG19","v":"Good"},null,{"$f":"'Full Ferment Logs'!BNC19","v":"Insufficient data for prediction"},null,{"$f":"'Full Ferment Logs'!BNY19","v":"Good"}]
[null,null,{"$f":"MIN('Full Ferment Logs'!BKO23:BKO83) & \"  Be\"","v":"3.5  Be"},null,{"$f":"MIN('Full Ferment Logs'!BLK23:BLK83) & \"  Be\"","v":"0  Be"},null,{"$f":"MIN('Full Ferment Logs'!BMG23:BMG83) & \"  Be\"","v":"2.3  Be"},null,{"$f":"MIN('Full Ferment Logs'!BNC23:BNC83) & \"  Be\"","v":"9.8  Be"},null,{"$f":"MIN('Full Ferment Logs'!BNY23:BNY83) & \"  Be\"","v":"1  Be"}]
[null,null,{"$f":"'Full Ferment Logs'!BKO16& \"  days\"","v":"6.5  days"},null,{"$f":"'Full Ferment Logs'!BLK16& \"  days\"","v":"  days"},null,{"$f":"'Full Ferment Logs'!BMG16& \"  days\"","v":"6.5  days"},null,{"$f":"'Full Ferment Logs'!BNC16& \"  days\"","v":"  days"},null,{"$f":"'Full Ferment Logs'!BNY16& \"  days\"","v":"7  days"}]
[]
[null,null,"Fermenter 81",null,"Fermenter 82",null,"Fermenter 83",null,"Fermenter 84",null,"Fermenter 85"]
[null,null,{"$f":"'Full Ferment Logs'!BOU4","v":"Enter Tank Name"},null,{"$f":"'Full Ferment Logs'!BPQ4","v":"Enter Tank Name"},null,{"$f":"'Full Ferment Logs'!BQM4","v":"Enter Tank Name"},null,{"$f":"'Full Ferment Logs'!BRI4","v":"Enter Tank Name"},null,{"$f":"'Full Ferment Logs'!BSE4","v":"Enter Tank Name"}]
[null,null,{"$f":"'Full Ferment Logs'!BOU19","v":"Good"},null,{"$f":"'Full Ferment Logs'!BPQ19","v":"Warning -  Sluggish Ferment"},null,{"$f":"'Full Ferment Logs'!BQM19","v":"Good"},null,{"$f":"'Full Ferment Logs'!BRI19","v":"Good"},null,{"$f":"'Full Ferment Logs'!BSE19","v":"Insufficient data for prediction"}]
[null,null,{"$f":"MIN('Full Ferment Logs'!BOU23:BOU83) & \"  Be\"","v":"5  Be"},null,{"$f":"MIN('Full Ferment Logs'!BPQ23:BPQ83) & \"  Be\"","v":"0.5  Be"},null,{"$f":"MIN('Full Ferment Logs'!BQM23:BQM83) & \"  Be\"","v":"5  Be"},null,{"$f":"MIN('Full Ferment Logs'!BRI23:BRI83) & \"  Be\"","v":"7.3  Be"},null,{"$f":"MIN('Full Ferment Logs'!BSE23:BSE83) & \"  Be\"","v":"6.7  Be"}]
[null,null,{"$f":"'Full Ferment Logs'!BOU16& \"  days\"","v":"6.5  days"},null,{"$f":"'Full Ferment Logs'!BPQ16& \"  days\"","v":"19.5  days"},null,{"$f":"'Full Ferment Logs'!BQM16& \"  days\"","v":"8  days"},null,{"$f":"'Full Ferment Logs'!BRI16& \"  days\"","v":"6.5  days"},null,{"$f":"'Full Ferment Logs'!BSE16& \"  days\"","v":"  days"}]
[]
[null,null,"Fermenter 86",null,"Fermenter 87",null,"Fermenter 88",null,"Fermenter 89",null,"Fermenter 90"]
[null,null,{"$f":"'Full Ferment Logs'!BTA4","v":"Enter Tank Name"},null,{"$f":"'Full Ferment Logs'!BTW4","v":"Enter Tank Name"},null,{"$f":"'Full Ferment Logs'!BUS4","v":"Enter Tank Name"},null,{"$f":"'Full Ferment Logs'!BVO4","v":"Enter Tank Name"},null,{"$f":"'Full Ferment Logs'!BWK4","v":"Enter Tank Name"}]
[null,null,{"$f":"'Full Ferment Logs'!BTA19","v":"Good"},null,{"$f":"'Full Ferment Logs'!BTW19","v":"Good"},null,{"$f":"'Full Ferment Logs'!BUS19","v":"Warning - Rapid ferment"},null,{"$f":"'Full Ferment Logs'!BVO19","v":"Warning - Rapid ferment"},null,{"$f":"'Full Ferment Logs'!BWK19","v":"Warning - Rapid ferment"}]
[null,null,{"$f":"MIN('Full Ferment Logs'!BTA23:BTA83) & \"  Be\"","v":"2.9  Be"},null,{"$f":"MIN('Full Ferment Logs'!BTW23:BTW83) & \"  Be\"","v":"4.7  Be"},null,{"$f":"MIN('Full Ferment Logs'!BUS23:BUS83) & \"  Be\"","v":"5.9  Be"},null,{"$f":"MIN('Full Ferment Logs'!BVO23:BVO83) & \"  Be\"","v":"5.3  Be"},null,{"$f":"MIN('Full Ferment Logs'!BWK23:BWK83) & \"  Be\"","v":"5.1  Be"}]
[null,null,{"$f":"'Full Ferment Logs'!BTA16& \"  days\"","v":"7.5  days"},null,{"$f":"'Full Ferment Logs'!BTW16& \"  days\"","v":"9  days"},null,{"$f":"'Full Ferment Logs'!BTE16& \"  days\"","v":"  days"},null,{"$f":"'Full Ferment Logs'!BVO16& \"  days\"","v":"4  days"},null,{"$f":"'Full Ferment Logs'!BWK16& \"  days\"","v":"4.5  days"}]
[]
[null,null,"Fermenter 91",null,"Fermenter 92",null,"Fermenter 93",null,"Fermenter 94",null,"Fermenter 95"]
[null,null,{"$f":"'Full Ferment Logs'!BXG4","v":"Enter Tank Name"},null,{"$f":"'Full Ferment Logs'!BYC4","v":"Enter Tank Name"},null,{"$f":"'Full Ferment Logs'!BYY4","v":"Enter Tank Name"},null,{"$f":"'Full Ferment Logs'!BZU4","v":"Enter Tank Name"},null,{"$f":"'Full Ferment Logs'!BZU4","v":"Enter Tank Name"}]
[null,null,{"$f":"'Full Ferment Logs'!BXG19","v":"Warning -  Sluggish Ferment"},null,{"$f":"'Full Ferment Logs'!BYC19","v":"Warning -  Sluggish Ferment"},null,{"$f":"'Full Ferment Logs'!BYY19","v":"Good"},null,{"$f":"'Full Ferment Logs'!BZU19","v":"Good"},null,{"$f":"'Full Ferment Logs'!BZU19","v":"Good"}]
[null,null,{"$f":"MIN('Full Ferment Logs'!BXG23:BXG83) & \"  Be\"","v":"4.8  Be"},null,{"$f":"MIN('Full Ferment Logs'!BYC23:BYC83) & \"  Be\"","v":"5.1  Be"},null,{"$f":"MIN('Full Ferment Logs'!BYY23:BYY83) & \"  Be\"","v":"1.9  Be"},null,{"$f":"MIN('Full Ferment Logs'!BZU23:BZU83) & \"  Be\"","v":"0.9  Be"},null,{"$f":"MIN('Full Ferment Logs'!BZU23:BZU83) & \"  Be\"","v":"0.9  Be"}]
[null,null,{"$f":"'Full Ferment Logs'!BXG16& \"  days\"","v":"15  days"},null,{"$f":"'Full Ferment Logs'!BYC16& \"  days\"","v":"15.5  days"},null,{"$f":"'Full Ferment Logs'!BYY16& \"  days\"","v":"10.5  days"},null,{"$f":"'Full Ferment Logs'!BZU16& \"  days\"","v":"7  days"},null,{"$f":"'Full Ferment Logs'!BZU16& \"  days\"","v":"7  days"}]
[]
[null,null,"Fermenter 96",null,"Fermenter 97",null,"Fermenter 98",null,"Fermenter 99",null,"Fermenter 100"]
[null,null,{"$f":"'Full Ferment Logs'!CBM4","v":"Enter Tank Name"},null,{"$f":"'Full Ferment Logs'!CCI4","v":"Enter Tank Name"},null,{"$f":"'Full Ferment Logs'!CDE4","v":"Enter Tank Name"},null,{"$f":"'Full Ferment Logs'!CEA4","v":"Enter Tank Name"},null,{"$f":"'Full Ferment Logs'!CEW4","v":"Enter Tank Name"}]
[null,null,{"$f":"'Full Ferment Logs'!CBM19","v":"Good"},null,{"$f":"'Full Ferment Logs'!CCI19","v":"Insufficient data for prediction"},null,{"$f":"'Full Ferment Logs'!CDE19","v":"Good"},null,{"$f":"'Full Ferment Logs'!CEA19","v":"Insufficient data for prediction"},null,{"$f":"'Full Ferment Logs'!CEW19","v":"Good"}]
[null,null,{"$f":"MIN('Full Ferment Logs'!CBM23:CBM83) & \"  Be\"","v":"3.5  Be"},null,{"$f":"MIN('Full Ferment Logs'!CCI23:CCI83) & \"  Be\"","v":"0  Be"},null,{"$f":"MIN('Full Ferment Logs'!CDE23:CDE83) & \"  Be\"","v":"2.3  Be"},null,{"$f":"MIN('Full Ferment Logs'!CEA23:CEA83) & \"  Be\"","v":"9.8  Be"},null,{"$f":"MIN('Full Ferment Logs'!CEW23:CEW83) & \"  Be\"","v":"1  Be"}]
[null,null,{"$f":"'Full Ferment Logs'!CBM16& \"  days\"","v":"6.5  days"},null,{"$f":"'Full Ferment Logs'!CCI16& \"  days\"","v":"  days"},null,{"$f":"'Full Ferment Logs'!CDE16& \"  days\"","v":"6.5  days"},null,{"$f":"'Full Ferment Logs'!CEA16& \"  days\"","v":"  days"},null,{"$f":"'Full Ferment Logs'!CEW16& \"  days\"","v":"7  days"}]

{"sheet":"Basic Ferment Entry","index":1,"n_rows":69,"n_cols":41,"rows_kept":69,"cut":false,"hidden":false,"merged":[]}
[]
[null,null,null,null,null,null,null,"Display ferment # :",null,null,null,"Tank Name",null,"Enter Tank Name",null,null,null,null,null,null,null,null,null,null,null,null,null,null,null,null,"Display ferment Calculations",null,null,null,9.1575262913450555]
[null,null,null,null,null,null,null,"Ferment:",null,5,null,"Start Date",null,"2012-03-08",null,null,null,null,null,null,null,null,null,null,null,null,null,null,null,null,"Day","Baume – actual","Temp C","Baume - Model",null,"Low range","High range","Adjusted Low range","Adjusted high range","Range parameters"]
[null,null,null,null,null,null,null,"Prediction score",null,9.1575262913450555,null,"Start Time",null,"07:00:00",null,null,null,null,null,null,null,null,null,null,null,null,null,null,null,null,0,9.1,16.3,8.6666666666666661,-0.16607431337796286,{"$f":"IF(AF4=\"\",IF(AE4<$AN$66,AH4-TINV($AN$68,$AN$67-2)*(0.0536816635160681*$AI$2+0.0181)*SQRT(1+1/$AN$67),AH4-TINV($AN$68,$AN$67-2)*(0.0536816635160681*$AI$2+0.0181)*SQRT(1+1/$AN$67+(AE4-$AN$66)^2/$AO$66)),\"\")","v":""},{"$f":"IF(AF4=\"\",IF(AE4<$AN$66,AH4+TINV($AN$68,$AN$67-2)*(0.0536816635160681*$AI$2+0.0181)*SQRT(1+1/$AN$67),AH4+TINV($AN$68,$AN$67-2)*(0.0536816635160681*$AI$2+0.0181)*SQRT(1+1/$AN$67+(AE4-$AN$66)^2/$AO$66)),\"\")","v":""},{"$f":"IF(AJ4=\"\",AH4,IF(AJ4<-3,-3,AJ4))","v":8.6666666666666661},{"$f":"IF(AK4=\"\",AH4,AK4)","v":8.6666666666666661},{"$f":"IF(AF4=\"\",\"\",AE4)","v":0},{"$f":"IF(AN4=\"\",\"\",(AN4-$AN$66)^2)","v":1}]
[null,null,null,null,null,null,null,null,null,null,null,"Volume",null,250,"kL",null,null,null,null,null,null,null,null,null,null,null,null,null,null,null,0.5,8.8000000000000007,17.899999999999999,8.5134264395364241,13.251662160874751,{"$f":"IF(AF5=\"\",IF(AE5<$AN$66,AH5-TINV($AN$68,$AN$67-2)*(0.0536816635160681*$AI$2+0.0181)*SQRT(1+1/$AN$67),AH5-TINV($AN$68,$AN$67-2)*(0.0536816635160681*$AI$2+0.0181)*SQRT(1+1/$AN$67+(AE5-$AN$66)^2/$AO$66)),\"\")","v":""},"",{"$f":"IF(AJ5=\"\",AH5,IF(AJ5<-3,-3,AJ5))","v":8.5134264395364241},{"$f":"IF(AK5=\"\",AH5,IF(AK5>AM4,AM4,AK5))","v":8.5134264395364241},{"$f":"IF(AF5=\"\",\"\",AE5)","v":0.5},0.25]
[null,null,null,null,null,null,null,null,null,null,null,"Initial N",null,0.2,"g/L",null,null,null,null,null,null,null,null,null,null,null,null,null,null,null,1,8.1,18,8.2419720032195052,23.799609777094634,"","",8.2419720032195052,{"$f":"IF(AK6=\"\",AH6,IF(AK6>AM5,AM5,AK6))","v":8.2419720032195052},1,0]
[null,null,null,null,null,null,null,null,null,null,null,null,null,null,null,null,null,null,null,null,null,null,null,null,null,null,null,null,null,null,1.5,7.2,18,7.4166727479605123,72.059396372567889,"","",7.4166727479605123,7.4166727479605123,1.5,0.25]
[null,null,null,null,null,null,null,null,null,null,null,"Date","Day","Baume","Temp C",null,null,null,null,null,null,null,null,null,null,null,null,null,null,null,2,6,18,5.9932776521353057,105.71132248749042,"","",5.9932776521353057,5.9932776521353057,2,1]
[null,null,null,null,null,null,null,null,null,null,null,{"$f":"IF(N$4<0.5,N$3+M9,N$3+M9+0.5)","v":"2012-03-08"},0,9.1,16.3,null,null,null,null,null,null,null,null,null,null,null,null,null,null,null,2.5,null,18,3.9780009028976351,123.26785425575024,3.7200639575777883,4.2359378482174819,3.7200639575777883,4.2359378482174819,"",""]
[null,null,null,null,null,null,null,null,null,null,null,"2012-03-08T12:00:00",0.5,8.8000000000000007,17.899999999999999,null,null,null,null,null,null,null,null,null,null,null,null,null,null,null,3,null,18,2.3392034957541337,90.423215346187817,2.0413635661254066,2.6370434253828607,2.0413635661254066,2.6370434253828607,"",""]
[null,null,null,null,null,null,null,null,null,null,null,"2012-03-09",1,8.1,18,null,null,null,null,null,null,null,null,null,null,null,null,null,null,null,3.5,null,18,1.1681864342984061,66.656685011508984,0.82580928864685665,1.5105635799499555,0.82580928864685665,1.5105635799499555,"",""]
[null,null,null,null,null,null,null,null,null,null,null,"2012-03-09T12:00:00",1.5,7.2,18,null,null,null,null,null,null,null,null,null,null,null,null,null,null,null,4,null,17.7,0.38523753810371197,41.183618446984383,-4.7264683259912177E-3,0.77520154453341517,-4.7264683259912177E-3,0.77520154453341517,"",""]
[null,null,null,null,null,null,null,null,null,null,null,"2012-03-10",2,6,18,null,null,null,null,null,null,null,null,null,null,null,null,null,null,null,4.5,null,18,-0.11287593703753009,28.517715677483423,-0.55248721193827133,0.32673533786321113,-0.55248721193827133,0.32673533786321113,"",""]
[null,null,null,null,null,null,null,null,null,null,null,"2012-03-10T12:00:00",2.5,null,18,null,null,null,null,null,null,null,null,null,null,null,null,null,null,null,5,null,18,-0.43287768108871189,15.480173870409052,-0.92357162846523155,5.7816266287807727E-2,-0.92357162846523155,5.7816266287807727E-2,"",""]
[null,null,null,null,null,null,null,null,null,null,null,"2012-03-11",3,null,18,null,null,null,null,null,null,null,null,null,null,null,null,null,null,null,5.5,null,17.899999999999999,-0.64828715319174612,15.823218840805559,-1.191094077638176,-0.10548022874531637,-1.191094077638176,-0.10548022874531637,"",""]
[null,null,null,null,null,null,null,null,null,null,null,"2012-03-11T12:00:00",3.5,null,18,null,null,null,null,null,null,null,null,null,null,null,null,null,null,null,6,null,17.899999999999999,-0.79370541675736606,10.97309398317522,-1.3893852760148198,-0.19802555749991235,-1.3893852760148198,-0.19802555749991235,"",""]
[null,null,null,null,null,null,null,null,null,null,null,"2012-03-12",4,null,17.7,null,null,null,null,null,null,null,null,null,null,null,null,null,null,null,6.5,null,null,-0.89501547516854352,12.973811036428273,-1.5441425524699866,-0.24588839786710059,-1.5441425524699866,-0.24588839786710059,"",""]
[null,null,null,null,null,null,null,null,null,null,null,"2012-03-12T12:00:00",4.5,null,18,null,null,null,null,null,null,null,null,null,null,null,null,null,null,null,7,null,null,-0.96857384470600405,4.020143333292876,{"$f":"IF(AF18=\"\",IF(AE18<$AN$66,AH18-TINV($AN$68,$AN$67-2)*(0.0536816635160681*$AI$2+0.0181)*SQRT(1+1/$AN$67),AH18-TINV($AN$68,$AN$67-2)*(0.0536816635160681*$AI$2+0.0181)*SQRT(1+1/$AN$67+(AE18-$AN$66)^2/$AO$66)),\"\")","v":-1.6715914550898359},-0.26555623432217212,-1.6715914550898359,-0.26555623432217212,"",""]
[null,null,null,null,null,null,null,null,null,null,null,"2012-03-13",5,null,18,null,null,null,null,null,null,null,null,null,null,null,null,null,null,null,7.5,null,null,-1.0236195893416857,11.800992223328338,-1.7808764075986223,-0.26636277108474915,-1.7808764075986223,-0.26636277108474915,"",""]
[null,null,null,null,null,null,null,null,null,null,null,"2012-03-13T12:00:00",5.5,null,17.899999999999999,null,null,null,null,null,null,null,null,null,null,null,null,null,null,null,8,null,null,-1.0658828836113727,1.8259314779931062,-1.8776576968116783,-0.25410807041106709,-1.8776576968116783,-0.26636277108474915,"",""]
[null,null,null,null,null,null,null,null,null,null,null,"2012-03-14",6,null,17.899999999999999,null,null,null,null,null,null,null,null,null,null,null,null,null,null,null,8.5,null,null,-1.0990632961014182,11.194915781903029,-1.9655822723270453,-0.23254431987579105,-1.9655822723270453,-0.26636277108474915,"",""]
[null,null,null,null,null,null,null,null,null,null,null,"2012-03-14T12:00:00",6.5,null,null,null,null,null,null,null,null,null,null,null,null,null,null,null,null,null,9,null,null,-1.1256215495093651,1.5379303522791474,-2.0470705471401471,-0.20417255187858308,-2.0470705471401471,-0.26636277108474915,"",""]
[null,null,null,null,null,null,null,null,null,null,null,"2012-03-15",7,null,null,null,null,null,null,null,null,null,null,null,null,null,null,null,null,null,9.5,null,null,-1.147239951736978,7.4696032107188728,-2.1237734660483829,-0.1707064374255729,-2.1237734660483829,-0.26636277108474915,"",""]
[null,null,null,null,null,null,null,null,null,null,null,"2012-03-15T12:00:00",7.5,null,null,null,null,null,null,null,null,null,null,null,null,null,null,null,null,null,10,null,null,-1.1650978598576105,3.2779398371268167,-2.1968456411369983,-0.13335007857822267,-2.1968456411369983,-0.26636277108474915,"",""]
[null,null,null,null,null,null,null,null,null,null,null,"2012-03-16",8,null,null,null,null,null,null,null,null,null,null,null,null,null,null,null,null,null,10.5,null,null,-1.1800410226695117,6.7709388697923645,-2.2671130506600408,-9.2968994678982675E-2,-2.2671130506600408,-0.26636277108474915,"",""]
[null,null,null,null,null,null,null,null,null,null,null,"2012-03-16T12:00:00",8.5,null,null,null,null,null,null,null,null,null,null,null,null,null,null,null,null,null,11,null,null,-1.1926884775574791,-0.88502910957376535,-2.3351787550508547,-5.0198200064103693E-2,-2.3351787550508547,-0.26636277108474915,"",""]
[null,null,null,null,null,null,null,null,null,null,null,"2012-03-17",9,null,null,null,null,null,null,null,null,null,null,null,null,null,null,null,null,null,11.5,null,null,-1.2035017402878052,5.6557276970883725,-2.4014912246144768,-5.5122559611335831E-3,-2.4014912246144768,-0.26636277108474915,"",""]
[null,null,null,null,null,null,null,null,null,null,null,"2012-03-17T12:00:00",9.5,null,null,null,null,null,null,null,null,null,null,null,null,null,null,null,null,null,12,null,null,-1.212830644888812,-1.0703547014062607,-2.4663895406773682,4.0728250899744411E-2,-2.4663895406773682,-0.26636277108474915,"",""]
[null,null,null,null,null,null,null,null,null,null,null,"2012-03-18",10,null,null,null,null,null,null,null,null,null,null,null,null,null,null,null,null,null,12.5,null,null,-1.2209443741463604,5.5042913180120774,-2.5301339464111683,8.8245198118447776E-2,-2.5301339464111683,-0.26636277108474915,"",""]
[null,null,null,null,null,null,null,null,null,null,null,"2012-03-18T12:00:00",10.5,null,null,null,null,null,null,null,null,null,null,null,null,null,null,null,null,null,13,null,null,-1.2280528847317085,-1.1954187113654671,-2.59292690723567,0.1368211377722528,-2.59292690723567,-0.26636277108474915,"",""]
[null,null,null,null,null,null,null,null,null,null,null,"2012-03-19",11,null,null,null,null,null,null,null,null,null,null,null,null,null,null,null,null,null,13.5,null,null,-1.2343219713046534,5.4000097738358264,-2.6549278944051879,0.18628395179588142,-2.6549278944051879,-0.26636277108474915,"",""]
[null,null,null,null,null,null,null,null,null,null,null,"2012-03-19T12:00:00",11.5,null,null,null,null,null,null,null,null,null,null,null,null,null,null,null,null,null,14,null,null,-1.2398840361897732,-1.2831342661597034,-2.7162639366400088,0.23649586426046221,-2.7162639366400088,-0.26636277108474915,"",""]
[null,null,null,null,null,null,null,null,null,null,null,"2012-03-20",12,null,null,null,null,null,null,null,null,null,null,null,null,null,null,null,null,null,14.5,null,null,-1.2448459077355476,5.3256380376566543,-2.7770372673318344,0.28734545186073923,-2.7770372673318344,-0.26636277108474915,"",""]
[null,null,null,null,null,null,null,null,null,null,null,"2012-03-20T12:00:00",12.5,null,null,null,null,null,null,null,null,null,null,null,null,null,null,null,null,null,15,null,null,-1.2492945967450952,-1.3466541101184499,-2.8373309454010496,0.33874175191085887,-2.8373309454010496,-0.26636277108474915,"",""]
[null,null,null,null,null,null,null,null,null,null,null,"2012-03-21",13,null,null,null,null,null,null,null,null,null,null,null,null,null,null,null,null,null,15.5,null,null,-1.2533015902521518,5.2710216120843896,-2.8972130407708523,0.39060986026654865,-2.8972130407708523,-0.26636277108474915,"",""]
[null,null,null,null,null,null,null,null,null,null,null,"2012-03-21T12:00:00",13.5,null,null,null,null,null,null,null,null,null,null,null,null,null,null,null,null,null,16,null,null,-1.2569260930157671,-1.3939061792181386,{"$f":"IF(AF36=\"\",IF(AE36<$AN$66,AH36-TINV($AN$68,$AN$67-2)*(0.0536816635160681*$AI$2+0.0181)*SQRT(1+1/$AN$67),AH36-TINV($AN$68,$AN$67-2)*(0.0536816635160681*$AI$2+0.0181)*SQRT(1+1/$AN$67+(AE36-$AN$66)^2/$AO$66)),\"\")","v":-2.9567397886610891},{"$f":"IF(AF36=\"\",IF(AE36<$AN$66,AH36+TINV($AN$68,$AN$67-2)*(0.0536816635160681*$AI$2+0.0181)*SQRT(1+1/$AN$67),AH36+TINV($AN$68,$AN$67-2)*(0.0536816635160681*$AI$2+0.0181)*SQRT(1+1/$AN$67+(AE36-$AN$66)^2/$AO$66)),\"\")","v":0.44288760262955473},-2.9567397886610891,-0.26636277108474915,"",{"$f":"IF(AN36=\"\",\"\",(AN36-$AN$66)^2)","v":""}]
[null,null,null,null,null,null,null,null,null,null,null,"2012-03-22",14,null,null,null,null,null,null,null,null,null,null,null,null,null,null,null,null,null,16.5,null,null,-1.2602175020075594,5.2299067761999787,-3.0159579933454057,0.49552298933028682,-3,-0.26636277108474915,"",""]
[null,null,null,null,null,null,null,null,null,null,null,"2012-03-22T12:00:00",14.5,null,null,null,null,null,null,null,null,null,null,null,null,null,null,null,null,null,17,null,null,-1.2632173149958243,-1.4298707280743723,-3.0749068789681022,0.54847224897645375,-3,-0.26636277108474915,"",""]
[null,null,null,null,null,null,null,null,null,null,null,"2012-03-23",15,null,null,null,null,null,null,null,null,null,null,null,null,null,null,null,null,null,17.5,null,null,-1.2659606168561235,5.1982923033778423,-3.1336195283685577,0.60169829465631075,-3,-0.26636277108474915,"",""]
[null,null,null,null,null,null,null,null,null,null,null,"2012-03-23T12:00:00",15.5,null,null,null,null,null,null,null,null,null,null,null,null,null,null,null,null,null,18,null,null,-1.2684772474453641,-1.4577888274050039,-3.1921240116826297,0.65516951679190183,-3,-0.26636277108474915,"",""]
[null,null,null,null,null,null,null,null,null,null,null,{"$f":"IF(N$4<0.5,N$3+M41,N$3+M41+0.5)","v":"2012-03-24"},16,null,null,null,null,null,null,null,null,null,null,null,null,null,null,null,null,null,18.5,null,null,-1.2707927269671297,5.1735328002464644,-3.2504442790419246,0.70885882510766485,-3,-0.26636277108474915,"",""]
[null,null,null,null,null,null,null,null,null,null,null,"2012-03-24T12:00:00",16.5,null,null,null,null,null,null,null,null,null,null,null,null,null,null,null,null,null,19,null,null,-1.2729289949426377,-1.4798350559576341,-3.3086008722270703,0.76274288234179521,-3,-0.26636277108474915,"",""]
[null,null,null,null,null,null,null,null,null,null,null,"2012-03-25",17,null,null,null,null,null,null,null,null,null,null,null,null,null,null,null,null,null,19.5,null,null,-1.2749050046747898,5.1538288115272017,-3.3666114961702527,0.816801486820673,-3,-0.26636277108474915,"",""]
[null,null,null,null,null,null,null,null,null,null,null,"2012-03-25T12:00:00",17.5,null,null,null,null,null,null,null,null,null,null,null,null,null,null,null,null,null,20,null,null,-1.2767372047675014,-1.4975077338850911,-3.4244914810814229,0.87101707154642005,-3,-0.26636277108474915,"",""]
[null,null,null,null,null,null,null,null,null,null,null,"2012-03-26",18,null,null,null,null,null,null,null,null,null,null,null,null,null,null,null,null,null,20.5,null,null,-1.278439931693073,5.1379254665666068,-3.4822541585616085,0.92537429517546244,-3,-0.26636277108474915,"",""]
[null,null,null,null,null,null,null,null,null,null,null,"2012-03-26T12:00:00",18.5,null,null,null,null,null,null,null,null,null,null,null,null,null,null,null,null,null,21,null,null,-1.2800257317984849,-1.511863610264444,-3.5399111695883141,0.97985970599134453,-3,-0.26636277108474915,"",""]
[null,null,null,null,null,null,null,null,null,null,null,"2012-03-27",19,null,null,null,null,null,null,null,null,null,null,null,null,null,null,null,null,null,21.5,null,null,-1.2815056269584688,5.1249282574370643,-3.5974727181719528,1.0344614642550152,-3,-0.26636277108474915,"",""]
[null,null,null,null,null,null,null,null,null,null,null,"2012-03-27T12:00:00",19.5,null,null,null,null,null,null,null,null,null,null,null,null,null,null,null,null,null,22,null,null,-1.2828893349332164,-1.5236635514296657,-3.6549477814087892,1.0891691115423561,-3,-0.26636277108474915,"",""]
[null,null,null,null,null,null,null,null,null,null,null,"2012-03-28",20,null,null,null,null,null,null,null,null,null,null,null,null,null,null,null,null,null,22.5,null,null,-1.2841854530974655,5.1141870136546208,-3.7123442843256278,1.1439733781306967,-3,-0.26636277108474915,"",""]
[null,null,null,null,null,null,null,null,null,null,null,"2012-03-28T12:00:00",20.5,null,null,null,null,null,null,null,null,null,null,null,null,null,null,null,null,null,23,null,null,-1.2854016123788639,-1.5334655558463481,-3.7696692461312078,1.1988660213734801,-3,-0.26636277108474915,"",""]
[null,null,null,null,null,null,null,null,null,null,null,"2012-03-29",21,null,null,null,null,null,null,null,null,null,null,null,null,null,null,null,null,null,23.5,null,null,-1.2865446068346662,5.1052208668923189,-3.8269289031194962,1.2538396894501638,-3,-0.26636277108474915,"",""]
[null,null,null,null,null,null,null,null,null,null,null,"2012-03-29T12:00:00",21.5,null,null,null,null,null,null,null,null,null,null,null,null,null,null,null,null,null,24,null,null,-1.2876205032030696,-1.5416856441145053,-3.8841288124088411,1.308887806002702,-3,-0.26636277108474915,"",""]
[null,null,null,null,null,null,null,null,null,null,null,"2012-03-30",22,null,null,null,null,null,null,null,null,null,null,null,null,null,null,null,null,null,24.5,null,null,-1.2886347339124578,5.0976685621319104,-3.9412739398734962,1.3640044720485804,-3,-0.26636277108474915,"",""]
[null,null,null,null,null,null,null,null,null,null,null,"2012-03-30T12:00:00",22.5,null,null,null,null,null,null,null,null,null,null,null,null,null,null,null,null,null,25,null,null,-1.2895921763617519,-1.5486386232399658,-3.9983687349747994,1.4191843822512957,-3,-0.26636277108474915,"",""]
[null,null,null,null,null,null,null,null,null,null,null,"2012-03-31",23,null,null,null,null,null,null,null,null,null,null,null,null,null,null,null,null,null,25.5,null,null,-1.2904972207556558,5.0912548457871365,-4.0554171946869868,1.4744227531756748,-3,-0.26636277108474915,"",""]
[null,null,null,null,null,null,null,null,null,null,null,"2012-03-31T12:00:00",23.5,null,null,null,null,null,null,null,null,null,null,null,null,null,null,null,null,null,26,null,null,-1.2913538283579344,-1.554565934440499,-4.112422918305974,1.5297152615901053,-3,-0.26636277108474915,"",""]
[null,null,null,null,null,null,null,null,null,null,null,"2012-04-01",24,null,null,null,null,null,null,null,null,null,null,null,null,null,null,null,null,null,26.5,null,null,-1.2921655816898494,5.0857672877690954,-4.1693891546050716,1.5850579912253728,-3,-0.26636277108474915,"",""]
[null,null,null,null,null,null,null,null,null,null,null,"2012-04-01T12:00:00",24.5,null,null,null,null,null,null,null,null,null,null,null,null,null,null,null,null,null,27,null,null,-1.2929357279310947,-1.5596550285714466,-4.2263188425413833,1.6404473866791938,-3,-0.26636277108474915,"",""]
[null,null,null,null,null,null,null,null,null,null,null,"2012-04-02",25,null,null,null,null,null,null,null,null,null,null,null,null,null,null,null,null,null,27.5,null,null,-1.2936672165629068,5.081040017235761,-4.283214646507016,1.6958802133812019,-3,-0.26636277108474915,"",""]
[null,null,null,null,null,null,null,null,null,null,null,"2012-04-02T12:00:00",25.5,null,null,null,null,null,null,null,null,null,null,null,null,null,null,null,null,null,28,null,null,-1.2943627321165809,-1.5640530731244797,-4.3400789869494316,1.7513535227162695,-3,-0.26636277108474915,"",""]
[null,null,null,null,null,null,null,null,null,null,null,"2012-04-03",26,null,null,null,null,null,null,null,null,null,null,null,null,null,null,null,null,null,28.5,null,null,-1.2950247227469562,5.0769421267930044,-4.3969140670472333,1.8068646215533208,-3,-0.26636277108474915,"",""]
[null,null,null,null,null,null,null,null,null,null,null,"2012-04-03T12:00:00",26.5,null,null,null,null,null,null,null,null,null,null,null,null,null,null,null,null,null,29,null,null,-1.2956554252329466,-1.567876797738001,-4.4537218960148888,1.8624110455489955,-3,-0.26636277108474915,"",""]
[null,null,null,null,null,null,null,null,null,null,null,"2012-04-04",27,null,null,null,null,null,null,null,null,null,null,null,null,null,null,null,null,null,29.5,null,null,-1.2962568869107243,5.0733692839094777,-4.5105043095173851,1.9179905356959368,-3,-0.26636277108474915,"",""]
[null,null,null,null,null,null,null,null,null,null,null,"2012-04-04T12:00:00",27.5,null,null,null,null,null,null,null,null,null,null,null,null,null,null,null,null,null,30,null,null,-1.2968309849656301,-1.5712196653642252,-4.5672629875996797,1.9736010176684198,-3,-0.26636277108474915,"",""]
[null,null,null,null,null,null,null,null,null,null,null,"2012-04-05",28]
[null,null,null,null,null,null,null,null,null,null,null,"2012-04-05T12:00:00",28.5,null,null,null,null,null,null,null,null,null,null,null,null,null,null,null,null,null,null,null,null,null,null,null,null,null,"Range totals",{"$f":"AVERAGE(AN4:AN64)","v":1},{"$f":"SUM(AO4:AO64)","v":2.5}]
[null,null,null,null,null,null,null,null,null,null,null,"2012-04-06",29,null,null,null,null,null,null,null,null,null,null,null,null,null,null,null,null,null,null,null,null,null,null,null,null,null,null,{"$f":"COUNT(AN4:AN64)","v":5}]
[null,null,null,null,null,null,null,null,null,null,null,"2012-04-06T12:00:00",29.5,null,null,null,null,null,null,null,null,null,null,null,null,null,null,null,null,null,null,null,null,null,null,null,null,null,"alpha",0.75]
[null,null,null,null,null,null,null,null,null,null,null,"2012-04-07",30]

{"sheet":"Full Ferment Logs","index":2,"n_rows":83,"n_cols":2199,"rows_kept":33,"cut":true,"hidden":false,"merged":[[14,2189,15,2191],[17,2189,18,2191],[14,2123,15,2125],[17,2123,18,2125],[14,2145,15,2147],[17,2145,18,2147],[14,2167,15,2169],[17,2167,18,2169],[14,2057,15,2059],[17,2057,18,2059],[14,2079,15,2081],[17,2079,18,2081],[14,2101,15,2103],[17,2101,18,2103],[14,1991,15,1993],[17,1991,18,1993],[14,2013,15,2015],[17,2013,18,2015],[14,2035,15,2037],[17,2035,18,2037],[14,1925,15,1927],[17,1925,18,1927],[14,1947,15,1949],[17,1947,18,1949],[14,1969,15,1971],[17,1969,18,1971],[14,1859,15,1861],[17,1859,18,1861],[14,1881,15,1883],[17,1881,18,1883],[14,1903,15,1905],[17,1903,18,1905],[14,1793,15,1795],[17,1793,18,1795],[14,1815,15,1817],[17,1815,18,1817],[14,1837,15,1839],[17,1837,18,1839],[14,1727,15,1729],[17,1727,18,1729],[14,1749,15,1751],[17,1749,18,1751],[14,1771,15,1773],[17,1771,18,1773],[14,1661,15,1663],[17,1661,18,1663],[14,1683,15,1685],[17,1683,18,1685],[14,1705,15,1707],[17,1705,18,1707],[14,1595,15,1597],[17,1595,18,1597],[14,1617,15,1619],[17,1617,18,1619],[14,1639,15,1641],[17,1639,18,1641],[14,1529,15,1531],[17,1529,18,1531],[14,1551,15,1553],[17,1551,18,1553],[14,1573,15,1575],[17,1573,18,1575],[14,1463,15,1465],[17,1463,18,1465],[14,1485,15,1487],[17,1485,18,1487],[14,1507,15,1509],[17,1507,18,1509],[14,1397,15,1399],[17,1397,18,1399],[14,1419,15,1421],[17,1419,18,1421],[14,1441,15,1443],[17,1441,18,1443],[14,1331,15,1333],[17,1331,18,1333],[14,1353,15,1355],[17,1353,18,1355],[14,1375,15,1377],[17,1375,18,1377],[14,1265,15,1267],[17,1265,18,1267],[14,1287,15,1289],[17,1287,18,1289],[14,1309,15,1311],[17,1309,18,1311],[14,1023,15,1025],[17,1023,18,1025],[14,1045,15,1047],[17,1045,18,1047],[14,1067,15,1069],[17,1067,18,1069],[14,869,15,871],[17,869,18,871],[14,891,15,893],[17,891,18,893],[14,913,15,915],[17,913,18,915],[17,935,18,937],[17,957,18,959],[14,715,15,717],[17,715,18,717],[14,737,15,739],[17,737,18,739],[14,759,15,761],[17,759,18,761],[14,561,15,563],[17,561,18,563],[14,583,15,585],[17,583,18,585],[14,605,15,607],[17,605,18,607],[14,627,15,629],[17,165,18,167],[14,187,15,189],[17,187,18,189],[14,209,15,211],[17,209,18,211],[17,77,18,79],[14,99,15,101],[17,99,18,101],[14,121,15,123],[17,121,18,123],[14,143,15,145],[17,143,18,145],[20,2145,20,2151],[20,2167,20,2173],[20,2189,20,2195],[14,11,15,13],[17,11,18,13],[14,33,15,35],[17,33,18,35],[14,55,15,57],[17,55,18,57],[14,77,15,79],[20,2013,20,2019],[20,2035,20,2041],[20,2057,20,2063],[20,2079,20,2085],[20,2101,20,2107],[20,2123,20,2129],[20,1881,20,1887],[20,1903,20,1909],[20,1925,20,1931],[20,1947,20,1953],[20,1969,20,1975],[20,1991,20,1997],[20,1749,20,1755],[20,1771,20,1777],[20,1793,20,1799],[20,1815,20,1821],[20,1837,20,1843],[20,1859,20,1865],[20,1617,20,1623],[20,1639,20,1645],[20,1661,20,1667],[20,1683,20,1689],[20,1705,20,1711],[20,1727,20,1733],[20,1485,20,1491],[20,1507,20,1513],[20,1529,20,1535],[20,1551,20,1557],[20,1573,20,1579],[20,1595,20,1601],[20,1353,20,1359],[20,1375,20,1381],[20,1397,20,1403],[20,1419,20,1425],[20,1441,20,1447],[20,1463,20,1469],[20,1221,20,1227],[20,1243,20,1249],[20,1265,20,1271],[20,1287,20,1293],[20,1309,20,1315],[20,1331,20,1337],[20,1089,20,1095],[20,1111,20,1117],[20,1133,20,1139],[20,1155,20,1161],[20,1177,20,1183],[20,1199,20,1205],[20,957,20,963],[20,979,20,985],[20,1001,20,1007],[20,1023,20,1029],[20,1045,20,1051],[20,1067,20,1073],[20,825,20,831],[20,847,20,853],[20,869,20,875],[20,891,20,897],[20,913,20,919],[20,935,20,941],[20,693,20,699],[20,715,20,721],[20,737,20,743],[20,759,20,765],[20,781,20,787],[20,803,20,809],[20,561,20,567],[20,583,20,589],[20,605,20,611],[20,627,20,633],[20,649,20,655],[20,671,20,677],[20,429,20,435],[20,451,20,457],[20,473,20,479],[20,495,20,501],[20,517,20,523],[20,539,20,545],[20,297,20,303],[20,319,20,325],[20,341,20,347],[20,363,20,369],[20,385,20,391],[20,407,20,413],[20,165,20,171],[20,187,20,193],[20,209,20,215],[20,231,20,237],[20,253,20,259],[20,275,20,281],[20,11,20,17],[20,33,20,39],[20,55,20,61],[20,77,20,83],[20,99,20,105],[20,121,20,127],[20,143,20,149],[17,1221,18,1223],[17,1243,18,1245],[17,1155,18,1157],[17,1177,18,1179],[17,1199,18,1201],[17,1089,18,1091],[17,1111,18,1113],[17,979,18,981],[17,1001,18,1003],[17,825,18,827],[17,847,18,849],[17,781,18,783],[17,803,18,805],[17,671,18,673],[17,693,18,695],[17,627,18,629],[17,649,18,651],[17,517,18,519],[17,539,18,541],[17,451,18,453],[17,473,18,475],[17,495,18,497],[17,363,18,365],[17,385,18,387],[17,407,18,409],[17,297,18,299],[17,319,18,321],[17,341,18,343],[17,231,18,233],[17,253,18,255],[17,1133,18,1135],[17,429,18,431],[17,275,18,277],[14,1199,15,1201],[14,1221,15,1223],[14,1243,15,1245],[14,1111,15,1113],[14,1133,15,1135],[14,1155,15,1157],[14,1177,15,1179],[14,1089,15,1091],[14,957,15,959],[14,979,15,981],[14,1001,15,1003],[14,935,15,937],[14,803,15,805],[14,825,15,827],[14,847,15,849],[14,781,15,783],[14,649,15,651],[14,671,15,673],[14,693,15,695],[14,253,15,255],[14,275,15,277],[14,297,15,299],[14,319,15,321],[14,231,15,233],[0,0,0,3],[14,495,15,497],[14,517,15,519],[14,539,15,541],[14,407,15,409],[14,429,15,431],[14,451,15,453],[14,473,15,475],[14,341,15,343],[14,363,15,365],[14,385,15,387],[14,165,15,167]],"bounds":{"rows_first":15,"rows_last":3,"rows_between":15,"halvings":7}}
["Fermenter Logs"]
["Active",null,1,null,null,null,null,null,null,null,null,null,null,null,null,null,null,null,null,null,null,null,"Active",null,1,null,null,null,null,null,null,null,null,null,null,null,null,null,null,null,null,null,null,null,"Active",null,1,null,null,null,null,null,null,null,null,null,null,null,null,null,null,null,null,null,null,null,"Active",null,1,null,null,null,null,null,null,null,null,null,null,null,null,null,null,null,null,null,null,null,"Active",null,1,null,null,null,null,null,null,null,null,null,null,null,null,null,null,null,null,null,null,null,"Active",null,1,null,null,null,null,null,null,null,null,null,null,null,null,null,null,null,null,null,null,null,"Active",null,1,null,null,null,null,null,null,null,null,null,null,null,null,null,null,null,null,null,null,null,"Active",null,1,null,null,null,null,null,null,null,null,null,null,null,null,null,null,null,null,null,null,null,"Active",null,1,null,null,null,null,null,null,null,null,null,null,null,null,null,null,null,null,null,null,null,"Active",null,1,null,null,null,null,null,null,null,null,null,null,null,null,null,null,null,null,null,null,null,"Active",null,1,null,null,null,null,null,null,null,null,null,null,null,null,null,null,null,null,null,null,null,"Active",null,1,null,null,null,null,null,null,null,null,null,null,null,null,null,null,null,null,null,null,null,"Active",null,1,null,null,null,null,null,null,null,null,null,null,null,null,null,null,null,null,null,null,null,"Active",null,1,null,null,null,null,null,null,null,null,null,null,null,null,null,null,null,null,null,null,null,"Active",null,1,null,null,null,null,null,null,null,null,null,null,null,null,null,null,null,null,null,null,null,"Active",null,1,null,null,null,null,null,null,null,null,null,null,null,null,null,null,null,null,null,null,null,"Active",null,1,null,null,null,null,null,null,null,null,null,null,null,null,null,null,null,null,null,null,null,"Active",null,1,null,null,null,null,null,null,null,null,null,null,null,null,null,null,null,null,null,null,null,"Active",null,1,null,null,null,null,null,null,null,null,null,null,null,null,null,null,null,null,null,null,null,"Active",null,1,null,null,null,null,null,null,null,null,null,null,null,null,null,null,null,null,null,null,null,"Active",null,1,null,null,null,null,null,null,null,null,null,null,null,null,null,null,null,null,null,null,null,"Active",null,1,null,null,null,null,null,null,null,null,null,null,null,null,null,null,null,null,null,null,null,"Active",null,1,null,null,null,null,null,null,null,null,null,null,null,null,null,null,null,null,null,null,null,"Active",null,1,null,null,null,null,null,null,null,null,null,null,null,null,null,null,null,null,null,null,null,"Active",null,1,null,null,null,null,null,null,null,null,null,null,null,null,null,null,null,null,null,null,null,"Active",null,1,null,null,null,null,null,null,null,null,null,null,null,null,null,null,null,null,null,null,null,"Active",null,1,null,null,null,null,null,null,null,null,null,null,null,null,null,null,null,null,null,null,null,"Active",null,1,null,null,null,null,null,null,null,null,null,null,null,null,null,null,null,null,null,null,null,"Active",null,1,null,null,null,null,null,null,null,null,null,null,null,null,null,null,null,null,null,null,null,"Active",null,1,null,null,null,null,null,null,null,null,null,null,null,null,null,null,null,null,null,null,null,"Active",null,1,null,null,null,null,null,null,null,null,null,null,null,null,null,null,null,null,null,null,null,"Active",null,1,null,null,null,null,null,null,null,null,null,null,null,null,null,null,null,null,null,null,null,"Active",null,1,null,null,null,null,null,null,null,null,null,null,null,null,null,null,null,null,null,null,null,"Active",null,1,null,null,null,null,null,null,null,null,null,null,null,null,null,null,null,null,null,null,null,"Active",null,1,null,null,null,null,null,null,null,null,null,null,null,null,null,null,null,null,null,null,null,"Active",null,1,null,null,null,null,null,null,null,null,null,null,null,null,null,null,null,null,null,null,null,"Active",null,1,null,null,null,null,null,null,null,null,null,null,null,null,null,null,null,null,null,null,null,"Active",null,1,null,null,null,null,null,null,null,null,null,null,null,null,null,null,null,null,null,null,null,"Active",null,1,null,null,null,null,null,null,null,null,null,null,null,null,null,null,null,null,null,null,null,"Active",null,1,null,null,null,null,null,null,null,null,null,null,null,null,null,null,null,null,null,null,null,"Active",null,1,null,null,null,null,null,null,null,null,null,null,null,null,null,null,null,null,null,null,null,"Active",null,1,null,null,null,null,null,null,null,null,null,null,null,null,null,null,null,null,null,null,null,"Active",null,1,null,null,null,null,null,null,null,null,null,null,null,null,null,null,null,null,null,null,null,"Active",null,1,null,null,null,null,null,null,null,null,null,null,null,null,null,null,null,null,null,null,null,"Active",null,1,null,null,null,null,null,null,null,null,null,null,null,null,null,null,null,null,null,null,null,"Active",null,1,null,null,null,null,null,null,null,null,null,null,null,null,null,null,null,null,null,null,null,"Active",null,1,null,null,null,null,null,null,null,null,null,null,null,null,null,null,null,null,null,null,null,"Active",null,1,null,null,null,null,null,null,null,null,null,null,null,null,null,null,null,null,null,null,null,"Active",null,1,null,null,null,null,null,null,null,null,null,null,null,null,null,null,null,null,null,null,null,"Active",null,1,null,null,null,null,null,null,null,null,null,null,null,null,null,null,null,null,null,null,null,"Active",null,1,null,null,null,null,null,null,null,null,null,null,null,null,null,null,null,null,null,null,null,"Active",null,1,null,null,null,null,null,null,null,null,null,null,null,null,null,null,null,null,null,null,null,"Active",null,1,null,null,null,null,null,null,null,null,null,null,null,null,null,null,null,null,null,null,null,"Active",null,1,null,null,null,null,null,null,null,null,null,null,null,null,null,null,null,null,null,null,null,"Active",null,1,null,null,null,null,null,null,null,null,null,null,null,null,null,null,null,null,null,null,null,"Active",null,1,null,null,null,null,null,null,null,null,null,null,null,null,null,null,null,null,null,null,null,"Active",null,1,null,null,null,null,null,null,null,null,null,null,null,null,null,null,null,null,null,null,null,"Active",null,1,null,null,null,null,null,null,null,null,null,null,null,null,null,null,null,null,null,null,null,"Active",null,1,null,null,null,null,null,null,null,null,null,null,null,null,null,null,null,null,null,null,null,"Active",null,1,null,null,null,null,null,null,null,null,null,null,null,null,null,null,null,null,null,null,null,"Active",null,1,null,null,null,null,null,null,null,null,null,null,null,null,null,null,null,null,null,null,null,"Active",null,1,null,null,null,null,null,null,null,null,null,null,null,null,null,null,null,null,null,null,null,"Active",null,1,null,null,null,null,null,null,null,null,null,null,null,null,null,null,null,null,null,null,null,"Active",null,1,null,null,null,null,null,null,null,null,null,null,null,null,null,null,null,null,null,null,null,"Active",null,1,null,null,null,null,null,null,null,null,null,null,null,null,null,null,null,null,null,null,null,"Active",null,1,null,null,null,null,null,null,null,null,null,null,null,null,null,null,null,null,null,null,null,"Active",null,1,null,null,null,null,null,null,null,null,null,null,null,null,null,null,null,null,null,null,null,"Active",null,1,null,null,null,null,null,null,null,null,null,null,null,null,null,null,null,null,null,null,null,"Active",null,1,null,null,null,null,null,null,null,null,null,null,null,null,null,null,null,null,null,null,null,"Active",null,1,null,null,null,null,null,null,null,null,null,null,null,null,null,null,null,null,null,null,null,"Active",null,1,null,null,null,null,null,null,null,null,null,null,null,null,null,null,null,null,null,null,null,"Active",null,1,null,null,null,null,null,null,null,null,null,null,null,null,null,null,null,null,null,null,null,"Active",null,1,null,null,null,null,null,null,null,null,null,null,null,null,null,null,null,null,null,null,null,"Active",null,1,null,null,null,null,null,null,null,null,null,null,null,null,null,null,null,null,null,null,null,"Active",null,1,null,null,null,null,null,null,null,null,null,null,null,null,null,null,null,null,null,null,null,"Active",null,1,null,null,null,null,null,null,null,null,null,null,null,null,null,null,null,null,null,null,null,"Active",null,1,null,null,null,null,null,null,null,null,null,null,null,null,null,null,null,null,null,null,null,"Active",null,1,null,null,null,null,null,null,null,null,null,null,null,null,null,null,null,null,null,null,null,"Active",null,1,null,null,null,null,null,null,null,null,null,null,null,null,null,null,null,null,null,null,null,"Active",null,1,null,null,null,null,null,null,null,null,null,null,null,null,null,null,null,null,null,null,null,"Active",null,1,null,null,null,null,null,null,null,null,null,null,null,null,null,null,null,null,null,null,null,"Active",null,1,null,null,null,null,null,null,null,null,null,null,null,null,null,null,null,null,null,null,null,"Active",null,1,null,null,null,null,null,null,null,null,null,null,null,null,null,null,null,null,null,null,null,"Active",null,1,null,null,null,null,null,null,null,null,null,null,null,null,null,null,null,null,null,null,null,"Active",null,1,null,null,null,null,null,null,null,null,null,null,null,null,null,null,null,null,null,null,null,"Active",null,1,null,null,null,null,null,null,null,null,null,null,null,null,null,null,null,null,null,null,null,"Active",null,1,null,null,null,null,null,null,null,null,null,null,null,null,null,null,null,null,null,null,null,"Active",null,1,null,null,null,null,null,null,null,null,null,null,null,null,null,null,null,null,null,null,null,"Active",null,1,null,null,null,null,null,null,null,null,null,null,null,null,null,null,null,null,null,null,null,"Active",null,1,null,null,null,null,null,null,null,null,null,null,null,null,null,null,null,null,null,null,null,"Active",null,1,null,null,null,null,null,null,null,null,null,null,null,null,null,null,null,null,null,null,null,"Active",null,1,null,null,null,null,null,null,null,null,null,null,null,null,null,null,null,null,null,null,null,"Active",null,1,null,null,null,null,null,null,null,null,null,null,null,null,null,null,null,null,null,null,null,"Active",null,1,null,null,null,null,null,null,null,null,null,null,null,null,null,null,null,null,null,null,null,"Active",null,1,null,null,null,null,null,null,null,null,null,null,null,null,null,null,null,null,null,null,null,"Active",null,1,null,null,null,null,null,null,null,null,null,null,null,null,null,null,null,null,null,null,null,"Active",null,1,null,null,null,null,null,null,null,null,null,null,null,null,null,null,null,null,null,null,null,"Active",null,1,null,null,null,null,null,null,null,null,null,null,null,null,null,null,null,null,null,null,null,"Active",null,1,null,null,null,null,null,null,null,null,null,null,null,null,null,null,null,null,null,null,null,"Active",null,1]
["Fermenter",null,1,null,null,"Must Chill On (1) / Off (0)",null,1,null,null,"Cold Settling On (1) / Off (0)",null,1,null,null,"Cool Climate",0,"(1=Yes, 0=No)",null,null,null,null,"Fermenter",null,2,null,null,"Must Chill On (1) / Off (0)",null,1,null,null,"Cold Settling On (1) / Off (0)",null,1,null,null,"Cool Climate",1,"(1=Yes, 0=No)",null,null,null,null,"Fermenter",null,3,null,null,"Must Chill On (1) / Off (0)",null,1,null,null,"Cold Settling On (1) / Off (0)",null,1,null,null,"Cool Climate",1,"(1=Yes, 0=No)",null,null,null,null,"Fermenter",null,4,null,null,"Must Chill On (1) / Off (0)",null,0,null,null,"Cold Settling On (1) / Off (0)",null,0,null,null,"Cool Climate",1,"(1=Yes, 0=No)",null,null,null,null,"Fermenter",null,5,null,null,"Must Chill On (1) / Off (0)",null,0,null,null,"Cold Settling On (1) / Off (0)",null,0,null,null,"Cool Climate",1,"(1=Yes, 0=No)",null,null,null,null,"Fermenter",null,6,null,null,"Must Chill On (1) / Off (0)",null,0,null,null,"Cold Settling On (1) / Off (0)",null,0,null,null,"Cool Climate",1,"(1=Yes, 0=No)",null,null,null,null,"Fermenter",null,7,null,null,"Must Chill On (1) / Off (0)",null,0,null,null,"Cold Settling On (1) / Off (0)",null,0,null,null,"Cool Climate",1,"(1=Yes, 0=No)",null,null,null,null,"Fermenter",null,8,null,null,"Must Chill On (1) / Off (0)",null,0,null,null,"Cold Settling On (1) / Off (0)",null,0,null,null,"Cool Climate",1,"(1=Yes, 0=No)",null,null,null,null,"Fermenter",null,9,null,null,"Must Chill On (1) / Off (0)",null,0,null,null,"Cold Settling On (1) / Off (0)",null,0,null,null,"Cool Climate",1,"(1=Yes, 0=No)",null,null,null,null,"Fermenter",null,10,null,null,"Must Chill On (1) / Off (0)",null,0,null,null,"Cold Settling On (1) / Off (0)",null,0,null,null,"Cool Climate",1,"(1=Yes, 0=No)",null,null,null,null,"Fermenter",null,11,null,null,"Must Chill On (1) / Off (0)",null,0,null,null,"Cold Settling On (1) / Off (0)",null,0,null,null,"Cool Climate",1,"(1=Yes, 0=No)",null,null,null,null,"Fermenter",null,12,null,null,"Must Chill On (1) / Off (0)",null,0,null,null,"Cold Settling On (1) / Off (0)",null,0,null,null,"Cool Climate",1,"(1=Yes, 0=No)",null,null,null,null,"Fermenter",null,13,null,null,"Must Chill On (1) / Off (0)",null,0,null,null,"Cold Settling On (1) / Off (0)",null,0,null,null,"Cool Climate",1,"(1=Yes, 0=No)",null,null,null,null,"Fermenter",null,14,null,null,"Must Chill On (1) / Off (0)",null,0,null,null,"Cold Settling On (1) / Off (0)",null,0,null,null,"Cool Climate",1,"(1=Yes, 0=No)",null,null,null,null,"Fermenter",null,15,null,null,"Must Chill On (1) / Off (0)",null,0,null,null,"Cold Settling On (1) / Off (0)",null,0,null,null,"Cool Climate",1,"(1=Yes, 0=No)",null,null,null,null,"Fermenter",null,16,null,null,"Must Chill On (1) / Off (0)",null,0,null,null,"Cold Settling On (1) / Off (0)",null,0,null,null,"Cool Climate",1,"(1=Yes, 0=No)",null,null,null,null,"Fermenter",null,17,null,null,"Must Chill On (1) / Off (0)",null,0,null,null,"Cold Settling On (1) / Off (0)",null,0,null,null,"Cool Climate",1,"(1=Yes, 0=No)",null,null,null,null,"Fermenter",null,18,null,null,"Must Chill On (1) / Off (0)",null,0,null,null,"Cold Settling On (1) / Off (0)",null,0,null,null,"Cool Climate",1,"(1=Yes, 0=No)",null,null,null,null,"Fermenter",null,19,null,null,"Must Chill On (1) / Off (0)",null,0,null,null,"Cold Settling On (1) / Off (0)",null,0,null,null,"Cool Climate",1,"(1=Yes, 0=No)",null,null,null,null,"Fermenter",null,20,null,null,"Must Chill On (1) / Off (0)",null,0,null,null,"Cold Settling On (1) / Off (0)",null,0,null,null,"Cool Climate",1,"(1=Yes, 0=No)",null,null,null,null,"Fermenter",null,21,null,null,"Must Chill On (1) / Off (0)",null,0,null,null,"Cold Settling On (1) / Off (0)",null,0,null,null,"Cool Climate",1,"(1=Yes, 0=No)",null,null,null,null,"Fermenter",null,22,null,null,"Must Chill On (1) / Off (0)",null,0,null,null,"Cold Settling On (1) / Off (0)",null,0,null,null,"Cool Climate",1,"(1=Yes, 0=No)",null,null,null,null,"Fermenter",null,23,null,null,"Must Chill On (1) / Off (0)",null,0,null,null,"Cold Settling On (1) / Off (0)",null,0,null,null,"Cool Climate",1,"(1=Yes, 0=No)",null,null,null,null,"Fermenter",null,24,null,null,"Must Chill On (1) / Off (0)",null,0,null,null,"Cold Settling On (1) / Off (0)",null,0,null,null,"Cool Climate",1,"(1=Yes, 0=No)",null,null,null,null,"Fermenter",null,25,null,null,"Must Chill On (1) / Off (0)",null,0,null,null,"Cold Settling On (1) / Off (0)",null,0,null,null,"Cool Climate",1,"(1=Yes, 0=No)",null,null,null,null,"Fermenter",null,26,null,null,"Must Chill On (1) / Off (0)",null,0,null,null,"Cold Settling On (1) / Off (0)",null,0,null,null,"Cool Climate",1,"(1=Yes, 0=No)",null,null,null,null,"Fermenter",null,27,null,null,"Must Chill On (1) / Off (0)",null,0,null,null,"Cold Settling On (1) / Off (0)",null,0,null,null,"Cool Climate",1,"(1=Yes, 0=No)",null,null,null,null,"Fermenter",null,28,null,null,"Must Chill On (1) / Off (0)",null,0,null,null,"Cold Settling On (1) / Off (0)",null,0,null,null,"Cool Climate",1,"(1=Yes, 0=No)",null,null,null,null,"Fermenter",null,29,null,null,"Must Chill On (1) / Off (0)",null,0,null,null,"Cold Settling On (1) / Off (0)",null,0,null,null,"Cool Climate",1,"(1=Yes, 0=No)",null,null,null,null,"Fermenter",null,30,null,null,"Must Chill On (1) / Off (0)",null,0,null,null,"Cold Settling On (1) / Off (0)",null,0,null,null,"Cool Climate",1,"(1=Yes, 0=No)",null,null,null,null,"Fermenter",null,31,null,null,"Must Chill On (1) / Off (0)",null,0,null,null,"Cold Settling On (1) / Off (0)",null,0,null,null,"Cool Climate",1,"(1=Yes, 0=No)",null,null,null,null,"Fermenter",null,32,null,null,"Must Chill On (1) / Off (0)",null,0,null,null,"Cold Settling On (1) / Off (0)",null,0,null,null,"Cool Climate",1,"(1=Yes, 0=No)",null,null,null,null,"Fermenter",null,33,null,null,"Must Chill On (1) / Off (0)",null,0,null,null,"Cold Settling On (1) / Off (0)",null,0,null,null,"Cool Climate",1,"(1=Yes, 0=No)",null,null,null,null,"Fermenter",null,34,null,null,"Must Chill On (1) / Off (0)",null,0,null,null,"Cold Settling On (1) / Off (0)",null,0,null,null,"Cool Climate",1,"(1=Yes, 0=No)",null,null,null,null,"Fermenter",null,35,null,null,"Must Chill On (1) / Off (0)",null,0,null,null,"Cold Settling On (1) / Off (0)",null,0,null,null,"Cool Climate",1,"(1=Yes, 0=No)",null,null,null,null,"Fermenter",null,36,null,null,"Must Chill On (1) / Off (0)",null,0,null,null,"Cold Settling On (1) / Off (0)",null,0,null,null,"Cool Climate",1,"(1=Yes, 0=No)",null,null,null,null,"Fermenter",null,37,null,null,"Must Chill On (1) / Off (0)",null,0,null,null,"Cold Settling On (1) / Off (0)",null,0,null,null,"Cool Climate",1,"(1=Yes, 0=No)",null,null,null,null,"Fermenter",null,38,null,null,"Must Chill On (1) / Off (0)",null,0,null,null,"Cold Settling On (1) / Off (0)",null,0,null,null,"Cool Climate",1,"(1=Yes, 0=No)",null,null,null,null,"Fermenter",null,39,null,null,"Must Chill On (1) / Off (0)",null,0,null,null,"Cold Settling On (1) / Off (0)",null,0,null,null,"Cool Climate",1,"(1=Yes, 0=No)",null,null,null,null,"Fermenter",null,40,null,null,"Must Chill On (1) / Off (0)",null,0,null,null,"Cold Settling On (1) / Off (0)",null,0,null,null,"Cool Climate",1,"(1=Yes, 0=No)",null,null,null,null,"Fermenter",null,41,null,null,"Must Chill On (1) / Off (0)",null,0,null,null,"Cold Settling On (1) / Off (0)",null,0,null,null,"Cool Climate",1,"(1=Yes, 0=No)",null,null,null,null,"Fermenter",null,42,null,null,"Must Chill On (1) / Off (0)",null,0,null,null,"Cold Settling On (1) / Off (0)",null,0,null,null,"Cool Climate",1,"(1=Yes, 0=No)",null,null,null,null,"Fermenter",null,43,null,null,"Must Chill On (1) / Off (0)",null,0,null,null,"Cold Settling On (1) / Off (0)",null,0,null,null,"Cool Climate",1,"(1=Yes, 0=No)",null,null,null,null,"Fermenter",null,44,null,null,"Must Chill On (1) / Off (0)",null,0,null,null,"Cold Settling On (1) / Off (0)",null,0,null,null,"Cool Climate",1,"(1=Yes, 0=No)",null,null,null,null,"Fermenter",null,45,null,null,"Must Chill On (1) / Off (0)",null,0,null,null,"Cold Settling On (1) / Off (0)",null,0,null,null,"Cool Climate",1,"(1=Yes, 0=No)",null,null,null,null,"Fermenter",null,46,null,null,"Must Chill On (1) / Off (0)",null,0,null,null,"Cold Settling On (1) / Off (0)",null,0,null,null,"Cool Climate",1,"(1=Yes, 0=No)",null,null,null,null,"Fermenter",null,47,null,null,"Must Chill On (1) / Off (0)",null,0,null,null,"Cold Settling On (1) / Off (0)",null,0,null,null,"Cool Climate",1,"(1=Yes, 0=No)",null,null,null,null,"Fermenter",null,48,null,null,"Must Chill On (1) / Off (0)",null,0,null,null,"Cold Settling On (1) / Off (0)",null,0,null,null,"Cool Climate",1,"(1=Yes, 0=No)",null,null,null,null,"Fermenter",null,49,null,null,"Must Chill On (1) / Off (0)",null,0,null,null,"Cold Settling On (1) / Off (0)",null,0,null,null,"Cool Climate",1,"(1=Yes, 0=No)",null,null,null,null,"Fermenter",null,50,null,null,"Must Chill On (1) / Off (0)",null,0,null,null,"Cold Settling On (1) / Off (0)",null,0,null,null,"Cool Climate",1,"(1=Yes, 0=No)",null,null,null,null,"Fermenter",null,51,null,null,"Must Chill On (1) / Off (0)",null,0,null,null,"Cold Settling On (1) / Off (0)",null,0,null,null,"Cool Climate",1,"(1=Yes, 0=No)",null,null,null,null,"Fermenter",null,52,null,null,"Must Chill On (1) / Off (0)",null,0,null,null,"Cold Settling On (1) / Off (0)",null,0,null,null,"Cool Climate",1,"(1=Yes, 0=No)",null,null,null,null,"Fermenter",null,53,null,null,"Must Chill On (1) / Off (0)",null,0,null,null,"Cold Settling On (1) / Off (0)",null,0,null,null,"Cool Climate",1,"(1=Yes, 0=No)",null,null,null,null,"Fermenter",null,54,null,null,"Must Chill On (1) / Off (0)",null,0,null,null,"Cold Settling On (1) / Off (0)",null,0,null,null,"Cool Climate",1,"(1=Yes, 0=No)",null,null,null,null,"Fermenter",null,55,null,null,"Must Chill On (1) / Off (0)",null,0,null,null,"Cold Settling On (1) / Off (0)",null,0,null,null,"Cool Climate",1,"(1=Yes, 0=No)",null,null,null,null,"Fermenter",null,56,null,null,"Must Chill On (1) / Off (0)",null,0,null,null,"Cold Settling On (1) / Off (0)",null,0,null,null,"Cool Climate",1,"(1=Yes, 0=No)",null,null,null,null,"Fermenter",null,57,null,null,"Must Chill On (1) / Off (0)",null,0,null,null,"Cold Settling On (1) / Off (0)",null,0,null,null,"Cool Climate",1,"(1=Yes, 0=No)",null,null,null,null,"Fermenter",null,58,null,null,"Must Chill On (1) / Off (0)",null,0,null,null,"Cold Settling On (1) / Off (0)",null,0,null,null,"Cool Climate",1,"(1=Yes, 0=No)",null,null,null,null,"Fermenter",null,59,null,null,"Must Chill On (1) / Off (0)",null,0,null,null,"Cold Settling On (1) / Off (0)",null,0,null,null,"Cool Climate",1,"(1=Yes, 0=No)",null,null,null,null,"Fermenter",null,60,null,null,"Must Chill On (1) / Off (0)",null,0,null,null,"Cold Settling On (1) / Off (0)",null,0,null,null,"Cool Climate",1,"(1=Yes, 0=No)",null,null,null,null,"Fermenter",null,61,null,null,"Must Chill On (1) / Off (0)",null,0,null,null,"Cold Settling On (1) / Off (0)",null,0,null,null,"Cool Climate",1,"(1=Yes, 0=No)",null,null,null,null,"Fermenter",null,62,null,null,"Must Chill On (1) / Off (0)",null,0,null,null,"Cold Settling On (1) / Off (0)",null,0,null,null,"Cool Climate",1,"(1=Yes, 0=No)",null,null,null,null,"Fermenter",null,63,null,null,"Must Chill On (1) / Off (0)",null,0,null,null,"Cold Settling On (1) / Off (0)",null,0,null,null,"Cool Climate",1,"(1=Yes, 0=No)",null,null,null,null,"Fermenter",null,64,null,null,"Must Chill On (1) / Off (0)",null,0,null,null,"Cold Settling On (1) / Off (0)",null,0,null,null,"Cool Climate",1,"(1=Yes, 0=No)",null,null,null,null,"Fermenter",null,65,null,null,"Must Chill On (1) / Off (0)",null,0,null,null,"Cold Settling On (1) / Off (0)",null,0,null,null,"Cool Climate",1,"(1=Yes, 0=No)",null,null,null,null,"Fermenter",null,66,null,null,"Must Chill On (1) / Off (0)",null,0,null,null,"Cold Settling On (1) / Off (0)",null,0,null,null,"Cool Climate",1,"(1=Yes, 0=No)",null,null,null,null,"Fermenter",null,67,null,null,"Must Chill On (1) / Off (0)",null,0,null,null,"Cold Settling On (1) / Off (0)",null,0,null,null,"Cool Climate",1,"(1=Yes, 0=No)",null,null,null,null,"Fermenter",null,68,null,null,"Must Chill On (1) / Off (0)",null,0,null,null,"Cold Settling On (1) / Off (0)",null,0,null,null,"Cool Climate",1,"(1=Yes, 0=No)",null,null,null,null,"Fermenter",null,69,null,null,"Must Chill On (1) / Off (0)",null,0,null,null,"Cold Settling On (1) / Off (0)",null,0,null,null,"Cool Climate",1,"(1=Yes, 0=No)",null,null,null,null,"Fermenter",null,70,null,null,"Must Chill On (1) / Off (0)",null,0,null,null,"Cold Settling On (1) / Off (0)",null,0,null,null,"Cool Climate",1,"(1=Yes, 0=No)",null,null,null,null,"Fermenter",null,71,null,null,"Must Chill On (1) / Off (0)",null,0,null,null,"Cold Settling On (1) / Off (0)",null,0,null,null,"Cool Climate",1,"(1=Yes, 0=No)",null,null,null,null,"Fermenter",null,72,null,null,"Must Chill On (1) / Off (0)",null,0,null,null,"Cold Settling On (1) / Off (0)",null,0,null,null,"Cool Climate",1,"(1=Yes, 0=No)",null,null,null,null,"Fermenter",null,73,null,null,"Must Chill On (1) / Off (0)",null,0,null,null,"Cold Settling On (1) / Off (0)",null,0,null,null,"Cool Climate",1,"(1=Yes, 0=No)",null,null,null,null,"Fermenter",null,74,null,null,"Must Chill On (1) / Off (0)",null,0,null,null,"Cold Settling On (1) / Off (0)",null,0,null,null,"Cool Climate",1,"(1=Yes, 0=No)",null,null,null,null,"Fermenter",null,75,null,null,"Must Chill On (1) / Off (0)",null,0,null,null,"Cold Settling On (1) / Off (0)",null,0,null,null,"Cool Climate",1,"(1=Yes, 0=No)",null,null,null,null,"Fermenter",null,76,null,null,"Must Chill On (1) / Off (0)",null,0,null,null,"Cold Settling On (1) / Off (0)",null,0,null,null,"Cool Climate",1,"(1=Yes, 0=No)",null,null,null,null,"Fermenter",null,77,null,null,"Must Chill On (1) / Off (0)",null,0,null,null,"Cold Settling On (1) / Off (0)",null,0,null,null,"Cool Climate",1,"(1=Yes, 0=No)",null,null,null,null,"Fermenter",null,78,null,null,"Must Chill On (1) / Off (0)",null,0,null,null,"Cold Settling On (1) / Off (0)",null,0,null,null,"Cool Climate",1,"(1=Yes, 0=No)",null,null,null,null,"Fermenter",null,79,null,null,"Must Chill On (1) / Off (0)",null,0,null,null,"Cold Settling On (1) / Off (0)",null,0,null,null,"Cool Climate",1,"(1=Yes, 0=No)",null,null,null,null,"Fermenter",null,80,null,null,"Must Chill On (1) / Off (0)",null,0,null,null,"Cold Settling On (1) / Off (0)",null,0,null,null,"Cool Climate",1,"(1=Yes, 0=No)",null,null,null,null,"Fermenter",null,81,null,null,"Must Chill On (1) / Off (0)",null,0,null,null,"Cold Settling On (1) / Off (0)",null,0,null,null,"Cool Climate",1,"(1=Yes, 0=No)",null,null,null,null,"Fermenter",null,82,null,null,"Must Chill On (1) / Off (0)",null,0,null,null,"Cold Settling On (1) / Off (0)",null,0,null,null,"Cool Climate",1,"(1=Yes, 0=No)",null,null,null,null,"Fermenter",null,83,null,null,"Must Chill On (1) / Off (0)",null,0,null,null,"Cold Settling On (1) / Off (0)",null,0,null,null,"Cool Climate",1,"(1=Yes, 0=No)",null,null,null,null,"Fermenter",null,84,null,null,"Must Chill On (1) / Off (0)",null,0,null,null,"Cold Settling On (1) / Off (0)",null,0,null,null,"Cool Climate",1,"(1=Yes, 0=No)",null,null,null,null,"Fermenter",null,85,null,null,"Must Chill On (1) / Off (0)",null,0,null,null,"Cold Settling On (1) / Off (0)",null,0,null,null,"Cool Climate",1,"(1=Yes, 0=No)",null,null,null,null,"Fermenter",null,86,null,null,"Must Chill On (1) / Off (0)",null,0,null,null,"Cold Settling On (1) / Off (0)",null,0,null,null,"Cool Climate",1,"(1=Yes, 0=No)",null,null,null,null,"Fermenter",null,87,null,null,"Must Chill On (1) / Off (0)",null,0,null,null,"Cold Settling On (1) / Off (0)",null,0,null,null,"Cool Climate",1,"(1=Yes, 0=No)",null,null,null,null,"Fermenter",null,88,null,null,"Must Chill On (1) / Off (0)",null,0,null,null,"Cold Settling On (1) / Off (0)",null,0,null,null,"Cool Climate",1,"(1=Yes, 0=No)",null,null,null,null,"Fermenter",null,89,null,null,"Must Chill On (1) / Off (0)",null,0,null,null,"Cold Settling On (1) / Off (0)",null,0,null,null,"Cool Climate",1,"(1=Yes, 0=No)",null,null,null,null,"Fermenter",null,90,null,null,"Must Chill On (1) / Off (0)",null,0,null,null,"Cold Settling On (1) / Off (0)",null,0,null,null,"Cool Climate",1,"(1=Yes, 0=No)",null,null,null,null,"Fermenter",null,91,null,null,"Must Chill On (1) / Off (0)",null,0,null,null,"Cold Settling On (1) / Off (0)",null,0,null,null,"Cool Climate",1,"(1=Yes, 0=No)",null,null,null,null,"Fermenter",null,92,null,null,"Must Chill On (1) / Off (0)",null,0,null,null,"Cold Settling On (1) / Off (0)",null,0,null,null,"Cool Climate",1,"(1=Yes, 0=No)",null,null,null,null,"Fermenter",null,93,null,null,"Must Chill On (1) / Off (0)",null,0,null,null,"Cold Settling On (1) / Off (0)",null,0,null,null,"Cool Climate",1,"(1=Yes, 0=No)",null,null,null,null,"Fermenter",null,94,null,null,"Must Chill On (1) / Off (0)",null,0,null,null,"Cold Settling On (1) / Off (0)",null,0,null,null,"Cool Climate",1,"(1=Yes, 0=No)",null,null,null,null,"Fermenter",null,95,null,null,"Must Chill On (1) / Off (0)",null,0,null,null,"Cold Settling On (1) / Off (0)",null,0,null,null,"Cool Climate",1,"(1=Yes, 0=No)",null,null,null,null,"Fermenter",null,96,null,null,"Must Chill On (1) / Off (0)",null,0,null,null,"Cold Settling On (1) / Off (0)",null,0,null,null,"Cool Climate",1,"(1=Yes, 0=No)",null,null,null,null,"Fermenter",null,97,null,null,"Must Chill On (1) / Off (0)",null,0,null,null,"Cold Settling On (1) / Off (0)",null,0,null,null,"Cool Climate",1,"(1=Yes, 0=No)",null,null,null,null,"Fermenter",null,98,null,null,"Must Chill On (1) / Off (0)",null,0,null,null,"Cold Settling On (1) / Off (0)",null,0,null,null,"Cool Climate",1,"(1=Yes, 0=No)",null,null,null,null,"Fermenter",null,99,null,null,"Must Chill On (1) / Off (0)",null,0,null,null,"Cold Settling On (1) / Off (0)",null,0,null,null,"Cool Climate",1,"(1=Yes, 0=No)",null,null,null,null,"Fermenter",null,100,null,null,"Must Chill On (1) / Off (0)",null,0,null,null,"Cold Settling On (1) / Off (0)",null,0,null,null,"Cool Climate",1,"(1=Yes, 0=No)"]
["Tank Name",null,"Example 1",null,null,"Must Chill Start Date",null,"2013-01-01",null,null,"Cold Settling/Soak Start Date",null,"2013-01-02",null,null,"Warm Climate",1,"(1=Yes, 0=No)",null,null,null,null,"Tank Name",null,"Example 2",null,null,"Must Chill Start Date",null,"2013-01-01",null,null,"Cold Settling/Soak Start Date",null,"2013-01-02",null,null,"Warm Climate",0,"(1=Yes, 0=No)",null,null,null,null,"Tank Name",null,"Example 3",null,null,"Must Chill Start Date",null,"2013-01-01",null,null,"Cold Settling/Soak Start Date",null,"2013-01-02",null,null,"Warm Climate",0,"(1=Yes, 0=No)",null,null,null,null,"Tank Name",null,"Example 4",null,null,"Must Chill Start Date",null,null,null,null,"Cold Settling/Soak Start Date",null,null,null,null,"Warm Climate",0,"(1=Yes, 0=No)",null,null,null,null,"Tank Name",null,"Enter Tank Name",null,null,"Must Chill Start Date",null,null,null,null,"Cold Settling/Soak Start Date",null,null,null,null,"Warm Climate",0,"(1=Yes, 0=No)",null,null,null,null,"Tank Name",null,"Enter Tank Name",null,null,"Must Chill Start Date",null,null,null,null,"Cold Settling/Soak Start Date",null,null,null,null,"Warm Climate",0,"(1=Yes, 0=No)",null,null,null,null,"Tank Name",null,"Enter Tank Name",null,null,"Must Chill Start Date",null,null,null,null,"Cold Settling/Soak Start Date",null,null,null,null,"Warm Climate",0,"(1=Yes, 0=No)",null,null,null,null,"Tank Name",null,"Enter Tank Name",null,null,"Must Chill Start Date",null,null,null,null,"Cold Settling/Soak Start Date",null,null,null,null,"Warm Climate",0,"(1=Yes, 0=No)",null,null,null,null,"Tank Name",null,"Enter Tank Name",null,null,"Must Chill Start Date",null,null,null,null,"Cold Settling/Soak Start Date",null,null,null,null,"Warm Climate",0,"(1=Yes, 0=No)",null,null,null,null,"Tank Name",null,"Enter Tank Name",null,null,"Must Chill Start Date",null,null,null,null,"Cold Settling/Soak Start Date",null,null,null,null,"Warm Climate",0,"(1=Yes, 0=No)",null,null,null,null,"Tank Name",null,"Enter Tank Name",null,null,"Must Chill Start Date",null,null,null,null,"Cold Settling/Soak Start Date",null,null,null,null,"Warm Climate",0,"(1=Yes, 0=No)",null,null,null,null,"Tank Name",null,"Enter Tank Name",null,null,"Must Chill Start Date",null,null,null,null,"Cold Settling/Soak Start Date",null,null,null,null,"Warm Climate",0,"(1=Yes, 0=No)",null,null,null,null,"Tank Name",null,"Enter Tank Name",null,null,"Must Chill Start Date",null,null,null,null,"Cold Settling/Soak Start Date",null,null,null,null,"Warm Climate",0,"(1=Yes, 0=No)",null,null,null,null,"Tank Name",null,"Enter Tank Name",null,null,"Must Chill Start Date",null,null,null,null,"Cold Settling/Soak Start Date",null,null,null,null,"Warm Climate",0,"(1=Yes, 0=No)",null,null,null,null,"Tank Name",null,"Enter Tank Name",null,null,"Must Chill Start Date",null,null,null,null,"Cold Settling/Soak Start Date",null,null,null,null,"Warm Climate",0,"(1=Yes, 0=No)",null,null,null,null,"Tank Name",null,"Enter Tank Name",null,null,"Must Chill Start Date",null,null,null,null,"Cold Settling/Soak Start Date",null,null,null,null,"Warm Climate",0,"(1=Yes, 0=No)",null,null,null,null,"Tank Name",null,"Enter Tank Name",null,null,"Must Chill Start Date",null,null,null,null,"Cold Settling/Soak Start Date",null,null,null,null,"Warm Climate",0,"(1=Yes, 0=No)",null,null,null,null,"Tank Name",null,"Enter Tank Name",null,null,"Must Chill Start Date",null,null,null,null,"Cold Settling/Soak Start Date",null,null,null,null,"Warm Climate",0,"(1=Yes, 0=No)",null,null,null,null,"Tank Name",null,"Enter Tank Name",null,null,"Must Chill Start Date",null,null,null,null,"Cold Settling/Soak Start Date",null,null,null,null,"Warm Climate",0,"(1=Yes, 0=No)",null,null,null,null,"Tank Name",null,"Enter Tank Name",null,null,"Must Chill Start Date",null,null,null,null,"Cold Settling/Soak Start Date",null,null,null,null,"Warm Climate",0,"(1=Yes, 0=No)",null,null,null,null,"Tank Name",null,"Enter Tank Name",null,null,"Must Chill Start Date",null,null,null,null,"Cold Settling/Soak Start Date",null,null,null,null,"Warm Climate",0,"(1=Yes, 0=No)",null,null,null,null,"Tank Name",null,"Enter Tank Name",null,null,"Must Chill Start Date",null,null,null,null,"Cold Settling/Soak Start Date",null,null,null,null,"Warm Climate",0,"(1=Yes, 0=No)",null,null,null,null,"Tank Name",null,"Enter Tank Name",null,null,"Must Chill Start Date",null,null,null,null,"Cold Settling/Soak Start Date",null,null,null,null,"Warm Climate",0,"(1=Yes, 0=No)",null,null,null,null,"Tank Name",null,"Enter Tank Name",null,null,"Must Chill Start Date",null,null,null,null,"Cold Settling/Soak Start Date",null,null,null,null,"Warm Climate",0,"(1=Yes, 0=No)",null,null,null,null,"Tank Name",null,"Enter Tank Name",null,null,"Must Chill Start Date",null,null,null,null,"Cold Settling/Soak Start Date",null,null,null,null,"Warm Climate",0,"(1=Yes, 0=No)",null,null,null,null,"Tank Name",null,"Enter Tank Name",null,null,"Must Chill Start Date",null,null,null,null,"Cold Settling/Soak Start Date",null,null,null,null,"Warm Climate",0,"(1=Yes, 0=No)",null,null,null,null,"Tank Name",null,"Enter Tank Name",null,null,"Must Chill Start Date",null,null,null,null,"Cold Settling/Soak Start Date",null,null,null,null,"Warm Climate",0,"(1=Yes, 0=No)",null,null,null,null,"Tank Name",null,"Enter Tank Name",null,null,"Must Chill Start Date",null,null,null,null,"Cold Settling/Soak Start Date",null,null,null,null,"Warm Climate",0,"(1=Yes, 0=No)",null,null,null,null,"Tank Name",null,"Enter Tank Name",null,null,"Must Chill Start Date",null,null,null,null,"Cold Settling/Soak Start Date",null,null,null,null,"Warm Climate",0,"(1=Yes, 0=No)",null,null,null,null,"Tank Name",null,"Enter Tank Name",null,null,"Must Chill Start Date",null,null,null,null,"Cold Settling/Soak Start Date",null,null,null,null,"Warm Climate",0,"(1=Yes, 0=No)",null,null,null,null,"Tank Name",null,"Enter Tank Name",null,null,"Must Chill Start Date",null,null,null,null,"Cold Settling/Soak Start Date",null,null,null,null,"Warm Climate",0,"(1=Yes, 0=No)",null,null,null,null,"Tank Name",null,"Enter Tank Name",null,null,"Must Chill Start Date",null,null,null,null,"Cold Settling/Soak Start Date",null,null,null,null,"Warm Climate",0,"(1=Yes, 0=No)",null,null,null,null,"Tank Name",null,"Enter Tank Name",null,null,"Must Chill Start Date",null,null,null,null,"Cold Settling/Soak Start Date",null,null,null,null,"Warm Climate",0,"(1=Yes, 0=No)",null,null,null,null,"Tank Name",null,"Enter Tank Name",null,null,"Must Chill Start Date",null,null,null,null,"Cold Settling/Soak Start Date",null,null,null,null,"Warm Climate",0,"(1=Yes, 0=No)",null,null,null,null,"Tank Name",null,"Enter Tank Name",null,null,"Must Chill Start Date",null,null,null,null,"Cold Settling/Soak Start Date",null,null,null,null,"Warm Climate",0,"(1=Yes, 0=No)",null,null,null,null,"Tank Name",null,"Enter Tank Name",null,null,"Must Chill Start Date",null,null,null,null,"Cold Settling/Soak Start Date",null,null,null,null,"Warm Climate",0,"(1=Yes, 0=No)",null,null,null,null,"Tank Name",null,"Enter Tank Name",null,null,"Must Chill Start Date",null,null,null,null,"Cold Settling/Soak Start Date",null,null,null,null,"Warm Climate",0,"(1=Yes, 0=No)",null,null,null,null,"Tank Name",null,"Enter Tank Name",null,null,"Must Chill Start Date",null,null,null,null,"Cold Settling/Soak Start Date",null,null,null,null,"Warm Climate",0,"(1=Yes, 0=No)",null,null,null,null,"Tank Name",null,"Enter Tank Name",null,null,"Must Chill Start Date",null,null,null,null,"Cold Settling/Soak Start Date",null,null,null,null,"Warm Climate",0,"(1=Yes, 0=No)",null,null,null,null,"Tank Name",null,"Enter Tank Name",null,null,"Must Chill Start Date",null,null,null,null,"Cold Settling/Soak Start Date",null,null,null,null,"Warm Climate",0,"(1=Yes, 0=No)",null,null,null,null,"Tank Name",null,"Enter Tank Name",null,null,"Must Chill Start Date",null,null,null,null,"Cold Settling/Soak Start Date",null,null,null,null,"Warm Climate",0,"(1=Yes, 0=No)",null,null,null,null,"Tank Name",null,"Enter Tank Name",null,null,"Must Chill Start Date",null,null,null,null,"Cold Settling/Soak Start Date",null,null,null,null,"Warm Climate",0,"(1=Yes, 0=No)",null,null,null,null,"Tank Name",null,"Enter Tank Name",null,null,"Must Chill Start Date",null,null,null,null,"Cold Settling/Soak Start Date",null,null,null,null,"Warm Climate",0,"(1=Yes, 0=No)",null,null,null,null,"Tank Name",null,"Enter Tank Name",null,null,"Must Chill Start Date",null,null,null,null,"Cold Settling/Soak Start Date",null,null,null,null,"Warm Climate",0,"(1=Yes, 0=No)",null,null,null,null,"Tank Name",null,"Enter Tank Name",null,null,"Must Chill Start Date",null,null,null,null,"Cold Settling/Soak Start Date",null,null,null,null,"Warm Climate",0,"(1=Yes, 0=No)",null,null,null,null,"Tank Name",null,"Enter Tank Name",null,null,"Must Chill Start Date",null,null,null,null,"Cold Settling/Soak Start Date",null,null,null,null,"Warm Climate",0,"(1=Yes, 0=No)",null,null,null,null,"Tank Name",null,"Enter Tank Name",null,null,"Must Chill Start Date",null,null,null,null,"Cold Settling/Soak Start Date",null,null,null,null,"Warm Climate",0,"(1=Yes, 0=No)",null,null,null,null,"Tank Name",null,"Enter Tank Name",null,null,"Must Chill Start Date",null,null,null,null,"Cold Settling/Soak Start Date",null,null,null,null,"Warm Climate",0,"(1=Yes, 0=No)",null,null,null,null,"Tank Name",null,"Enter Tank Name",null,null,"Must Chill Start Date",null,null,null,null,"Cold Settling/Soak Start Date",null,null,null,null,"Warm Climate",0,"(1=Yes, 0=No)",null,null,null,null,"Tank Name",null,"Enter Tank Name",null,null,"Must Chill Start Date",null,null,null,null,"Cold Settling/Soak Start Date",null,null,null,null,"Warm Climate",0,"(1=Yes, 0=No)",null,null,null,null,"Tank Name",null,"Enter Tank Name",null,null,"Must Chill Start Date",null,null,null,null,"Cold Settling/Soak Start Date",null,null,null,null,"Warm Climate",0,"(1=Yes, 0=No)",null,null,null,null,"Tank Name",null,"Enter Tank Name",null,null,"Must Chill Start Date",null,null,null,null,"Cold Settling/Soak Start Date",null,null,null,null,"Warm Climate",0,"(1=Yes, 0=No)",null,null,null,null,"Tank Name",null,"Enter Tank Name",null,null,"Must Chill Start Date",null,null,null,null,"Cold Settling/Soak Start Date",null,null,null,null,"Warm Climate",0,"(1=Yes, 0=No)",null,null,null,null,"Tank Name",null,"Enter Tank Name",null,null,"Must Chill Start Date",null,null,null,null,"Cold Settling/Soak Start Date",null,null,null,null,"Warm Climate",0,"(1=Yes, 0=No)",null,null,null,null,"Tank Name",null,"Enter Tank Name",null,null,"Must Chill Start Date",null,null,null,null,"Cold Settling/Soak Start Date",null,null,null,null,"Warm Climate",0,"(1=Yes, 0=No)",null,null,null,null,"Tank Name",null,"Enter Tank Name",null,null,"Must Chill Start Date",null,null,null,null,"Cold Settling/Soak Start Date",null,null,null,null,"Warm Climate",0,"(1=Yes, 0=No)",null,null,null,null,"Tank Name",null,"Enter Tank Name",null,null,"Must Chill Start Date",null,null,null,null,"Cold Settling/Soak Start Date",null,null,null,null,"Warm Climate",0,"(1=Yes, 0=No)",null,null,null,null,"Tank Name",null,"Enter Tank Name",null,null,"Must Chill Start Date",null,null,null,null,"Cold Settling/Soak Start Date",null,null,null,null,"Warm Climate",0,"(1=Yes, 0=No)",null,null,null,null,"Tank Name",null,"Enter Tank Name",null,null,"Must Chill Start Date",null,null,null,null,"Cold Settling/Soak Start Date",null,null,null,null,"Warm Climate",0,"(1=Yes, 0=No)",null,null,null,null,"Tank Name",null,"Enter Tank Name",null,null,"Must Chill Start Date",null,null,null,null,"Cold Settling/Soak Start Date",null,null,null,null,"Warm Climate",0,"(1=Yes, 0=No)",null,null,null,null,"Tank Name",null,"Enter Tank Name",null,null,"Must Chill Start Date",null,null,null,null,"Cold Settling/Soak Start Date",null,null,null,null,"Warm Climate",0,"(1=Yes, 0=No)",null,null,null,null,"Tank Name",null,"Enter Tank Name",null,null,"Must Chill Start Date",null,null,null,null,"Cold Settling/Soak Start Date",null,null,null,null,"Warm Climate",0,"(1=Yes, 0=No)",null,null,null,null,"Tank Name",null,"Enter Tank Name",null,null,"Must Chill Start Date",null,null,null,null,"Cold Settling/Soak Start Date",null,null,null,null,"Warm Climate",0,"(1=Yes, 0=No)",null,null,null,null,"Tank Name",null,"Enter Tank Name",null,null,"Must Chill Start Date",null,null,null,null,"Cold Settling/Soak Start Date",null,null,null,null,"Warm Climate",0,"(1=Yes, 0=No)",null,null,null,null,"Tank Name",null,"Enter Tank Name",null,null,"Must Chill Start Date",null,null,null,null,"Cold Settling/Soak Start Date",null,null,null,null,"Warm Climate",0,"(1=Yes, 0=No)",null,null,null,null,"Tank Name",null,"Enter Tank Name",null,null,"Must Chill Start Date",null,null,null,null,"Cold Settling/Soak Start Date",null,null,null,null,"Warm Climate",0,"(1=Yes, 0=No)",null,null,null,null,"Tank Name",null,"Enter Tank Name",null,null,"Must Chill Start Date",null,null,null,null,"Cold Settling/Soak Start Date",null,null,null,null,"Warm Climate",0,"(1=Yes, 0=No)",null,null,null,null,"Tank Name",null,"Enter Tank Name",null,null,"Must Chill Start Date",null,null,null,null,"Cold Settling/Soak Start Date",null,null,null,null,"Warm Climate",0,"(1=Yes, 0=No)",null,null,null,null,"Tank Name",null,"Enter Tank Name",null,null,"Must Chill Start Date",null,null,null,null,"Cold Settling/Soak Start Date",null,null,null,null,"Warm Climate",0,"(1=Yes, 0=No)",null,null,null,null,"Tank Name",null,"Enter Tank Name",null,null,"Must Chill Start Date",null,null,null,null,"Cold Settling/Soak Start Date",null,null,null,null,"Warm Climate",0,"(1=Yes, 0=No)",null,null,null,null,"Tank Name",null,"Enter Tank Name",null,null,"Must Chill Start Date",null,null,null,null,"Cold Settling/Soak Start Date",null,null,null,null,"Warm Climate",0,"(1=Yes, 0=No)",null,null,null,null,"Tank Name",null,"Enter Tank Name",null,null,"Must Chill Start Date",null,null,null,null,"Cold Settling/Soak Start Date",null,null,null,null,"Warm Climate",0,"(1=Yes, 0=No)",null,null,null,null,"Tank Name",null,"Enter Tank Name",null,null,"Must Chill Start Date",null,null,null,null,"Cold Settling/Soak Start Date",null,null,null,null,"Warm Climate",0,"(1=Yes, 0=No)",null,null,null,null,"Tank Name",null,"Enter Tank Name",null,null,"Must Chill Start Date",null,null,null,null,"Cold Settling/Soak Start Date",null,null,null,null,"Warm Climate",0,"(1=Yes, 0=No)",null,null,null,null,"Tank Name",null,"Enter Tank Name",null,null,"Must Chill Start Date",null,null,null,null,"Cold Settling/Soak Start Date",null,null,null,null,"Warm Climate",0,"(1=Yes, 0=No)",null,null,null,null,"Tank Name",null,"Enter Tank Name",null,null,"Must Chill Start Date",null,null,null,null,"Cold Settling/Soak Start Date",null,null,null,null,"Warm Climate",0,"(1=Yes, 0=No)",null,null,null,null,"Tank Name",null,"Enter Tank Name",null,null,"Must Chill Start Date",null,null,null,null,"Cold Settling/Soak Start Date",null,null,null,null,"Warm Climate",0,"(1=Yes, 0=No)",null,null,null,null,"Tank Name",null,"Enter Tank Name",null,null,"Must Chill Start Date",null,null,null,null,"Cold Settling/Soak Start Date",null,null,null,null,"Warm Climate",0,"(1=Yes, 0=No)",null,null,null,null,"Tank Name",null,"Enter Tank Name",null,null,"Must Chill Start Date",null,null,null,null,"Cold Settling/Soak Start Date",null,null,null,null,"Warm Climate",0,"(1=Yes, 0=No)",null,null,null,null,"Tank Name",null,"Enter Tank Name",null,null,"Must Chill Start Date",null,null,null,null,"Cold Settling/Soak Start Date",null,null,null,null,"Warm Climate",0,"(1=Yes, 0=No)",null,null,null,null,"Tank Name",null,"Enter Tank Name",null,null,"Must Chill Start Date",null,null,null,null,"Cold Settling/Soak Start Date",null,null,null,null,"Warm Climate",0,"(1=Yes, 0=No)",null,null,null,null,"Tank Name",null,"Enter Tank Name",null,null,"Must Chill Start Date",null,null,null,null,"Cold Settling/Soak Start Date",null,null,null,null,"Warm Climate",0,"(1=Yes, 0=No)",null,null,null,null,"Tank Name",null,"Enter Tank Name",null,null,"Must Chill Start Date",null,null,null,null,"Cold Settling/Soak Start Date",null,null,null,null,"Warm Climate",0,"(1=Yes, 0=No)",null,null,null,null,"Tank Name",null,"Enter Tank Name",null,null,"Must Chill Start Date",null,null,null,null,"Cold Settling/Soak Start Date",null,null,null,null,"Warm Climate",0,"(1=Yes, 0=No)",null,null,null,null,"Tank Name",null,"Enter Tank Name",null,null,"Must Chill Start Date",null,null,null,null,"Cold Settling/Soak Start Date",null,null,null,null,"Warm Climate",0,"(1=Yes, 0=No)",null,null,null,null,"Tank Name",null,"Enter Tank Name",null,null,"Must Chill Start Date",null,null,null,null,"Cold Settling/Soak Start Date",null,null,null,null,"Warm Climate",0,"(1=Yes, 0=No)",null,null,null,null,"Tank Name",null,"Enter Tank Name",null,null,"Must Chill Start Date",null,null,null,null,"Cold Settling/Soak Start Date",null,null,null,null,"Warm Climate",0,"(1=Yes, 0=No)",null,null,null,null,"Tank Name",null,"Enter Tank Name",null,null,"Must Chill Start Date",null,null,null,null,"Cold Settling/Soak Start Date",null,null,null,null,"Warm Climate",0,"(1=Yes, 0=No)",null,null,null,null,"Tank Name",null,"Enter Tank Name",null,null,"Must Chill Start Date",null,null,null,null,"Cold Settling/Soak Start Date",null,null,null,null,"Warm Climate",0,"(1=Yes, 0=No)",null,null,null,null,"Tank Name",null,"Enter Tank Name",null,null,"Must Chill Start Date",null,null,null,null,"Cold Settling/Soak Start Date",null,null,null,null,"Warm Climate",0,"(1=Yes, 0=No)",null,null,null,null,"Tank Name",null,"Enter Tank Name",null,null,"Must Chill Start Date",null,null,null,null,"Cold Settling/Soak Start Date",null,null,null,null,"Warm Climate",0,"(1=Yes, 0=No)",null,null,null,null,"Tank Name",null,"Enter Tank Name",null,null,"Must Chill Start Date",null,null,null,null,"Cold Settling/Soak Start Date",null,null,null,null,"Warm Climate",0,"(1=Yes, 0=No)",null,null,null,null,"Tank Name",null,"Enter Tank Name",null,null,"Must Chill Start Date",null,null,null,null,"Cold Settling/Soak Start Date",null,null,null,null,"Warm Climate",0,"(1=Yes, 0=No)",null,null,null,null,"Tank Name",null,"Enter Tank Name",null,null,"Must Chill Start Date",null,null,null,null,"Cold Settling/Soak Start Date",null,null,null,null,"Warm Climate",0,"(1=Yes, 0=No)",null,null,null,null,"Tank Name",null,"Enter Tank Name",null,null,"Must Chill Start Date",null,null,null,null,"Cold Settling/Soak Start Date",null,null,null,null,"Warm Climate",0,"(1=Yes, 0=No)",null,null,null,null,"Tank Name",null,"Enter Tank Name",null,null,"Must Chill Start Date",null,null,null,null,"Cold Settling/Soak Start Date",null,null,null,null,"Warm Climate",0,"(1=Yes, 0=No)",null,null,null,null,"Tank Name",null,"Enter Tank Name",null,null,"Must Chill Start Date",null,null,null,null,"Cold Settling/Soak Start Date",null,null,null,null,"Warm Climate",0,"(1=Yes, 0=No)",null,null,null,null,"Tank Name",null,"Enter Tank Name",null,null,"Must Chill Start Date",null,null,null,null,"Cold Settling/Soak Start Date",null,null,null,null,"Warm Climate",0,"(1=Yes, 0=No)",null,null,null,null,"Tank Name",null,"Enter Tank Name",null,null,"Must Chill Start Date",null,null,null,null,"Cold Settling/Soak Start Date",null,null,null,null,"Warm Climate",0,"(1=Yes, 0=No)",null,null,null,null,"Tank Name",null,"Enter Tank Name",null,null,"Must Chill Start Date",null,null,null,null,"Cold Settling/Soak Start Date",null,null,null,null,"Warm Climate",0,"(1=Yes, 0=No)"]
["Start Date",null,"2012-03-10",null,null,"Must Chill Start Time",null,"10:00:00",null,null,"Cold Settling/Soak Start Time",null,"10:00:00",null,null,"Wild Ferment",0,"(1=Yes, 0=No)",null,null,null,null,"Start Date",null,"2012-03-09",null,null,"Must Chill Start Time",null,"10:00:00",null,null,"Cold Settling/Soak Start Time",null,"10:00:00",null,null,"Wild Ferment",0,"(1=Yes, 0=No)",null,null,null,null,"Start Date",null,"2012-03-09",null,null,"Must Chill Start Time",null,"10:00:00",null,null,"Cold Settling/Soak Start Time",null,"10:00:00",null,null,"Wild Ferment",0,"(1=Yes, 0=No)",null,null,null,null,"Start Date",null,"2012-03-09",null,null,"Must Chill Start Time",null,null,null,null,"Cold Settling/Soak Start Time",null,null,null,null,"Wild Ferment",0,"(1=Yes, 0=No)",null,null,null,null,"Start Date",null,"2012-03-08",null,null,"Must Chill Start Time",null,null,null,null,"Cold Settling/Soak Start Time",null,null,null,null,"Wild Ferment",0,"(1=Yes, 0=No)",null,null,null,null,"Start Date",null,"2012-03-11",null,null,"Must Chill Start Time",null,null,null,null,"Cold Settling/Soak Start Time",null,null,null,null,"Wild Ferment",0,"(1=Yes, 0=No)",null,null,null,null,"Start Date",null,"2012-03-10",null,null,"Must Chill Start Time",null,null,null,null,"Cold Settling/Soak Start Time",null,null,null,null,"Wild Ferment",0,"(1=Yes, 0=No)",null,null,null,null,"Start Date",null,"2012-03-08",null,null,"Must Chill Start Time",null,null,null,null,"Cold Settling/Soak Start Time",null,null,null,null,"Wild Ferment",0,"(1=Yes, 0=No)",null,null,null,null,"Start Date",null,"2012-03-09",null,null,"Must Chill Start Time",null,null,null,null,"Cold Settling/Soak Start Time",null,null,null,null,"Wild Ferment",0,"(1=Yes, 0=No)",null,null,null,null,"Start Date",null,"2012-03-09",null,null,"Must Chill Start Time",null,null,null,null,"Cold Settling/Soak Start Time",null,null,null,null,"Wild Ferment",0,"(1=Yes, 0=No)",null,null,null,null,"Start Date",null,"2012-03-09",null,null,"Must Chill Start Time",null,null,null,null,"Cold Settling/Soak Start Time",null,null,null,null,"Wild Ferment",0,"(1=Yes, 0=No)",null,null,null,null,"Start Date",null,"2012-03-08",null,null,"Must Chill Start Time",null,null,null,null,"Cold Settling/Soak Start Time",null,null,null,null,"Wild Ferment",0,"(1=Yes, 0=No)",null,null,null,null,"Start Date",null,"2012-03-11",null,null,"Must Chill Start Time",null,null,null,null,"Cold Settling/Soak Start Time",null,null,null,null,"Wild Ferment",0,"(1=Yes, 0=No)",null,null,null,null,"Start Date",null,"2012-03-12",null,null,"Must Chill Start Time",null,null,null,null,"Cold Settling/Soak Start Time",null,null,null,null,"Wild Ferment",0,"(1=Yes, 0=No)",null,null,null,null,"Start Date",null,"2012-03-10",null,null,"Must Chill Start Time",null,null,null,null,"Cold Settling/Soak Start Time",null,null,null,null,"Wild Ferment",0,"(1=Yes, 0=No)",null,null,null,null,"Start Date",null,"2012-03-11",null,null,"Must Chill Start Time",null,null,null,null,"Cold Settling/Soak Start Time",null,null,null,null,"Wild Ferment",0,"(1=Yes, 0=No)",null,null,null,null,"Start Date",null,"2012-03-07",null,null,"Must Chill Start Time",null,null,null,null,"Cold Settling/Soak Start Time",null,null,null,null,"Wild Ferment",0,"(1=Yes, 0=No)",null,null,null,null,"Start Date",null,"2012-03-10",null,null,"Must Chill Start Time",null,null,null,null,"Cold Settling/Soak Start Time",null,null,null,null,"Wild Ferment",0,"(1=Yes, 0=No)",null,null,null,null,"Start Date",null,"2012-03-08",null,null,"Must Chill Start Time",null,null,null,null,"Cold Settling/Soak Start Time",null,null,null,null,"Wild Ferment",0,"(1=Yes, 0=No)",null,null,null,null,"Start Date",null,"2012-03-07",null,null,"Must Chill Start Time",null,null,null,null,"Cold Settling/Soak Start Time",null,null,null,null,"Wild Ferment",0,"(1=Yes, 0=No)",null,null,null,null,"Start Date",null,"2012-03-10",null,null,"Must Chill Start Time",null,null,null,null,"Cold Settling/Soak Start Time",null,null,null,null,"Wild Ferment",0,"(1=Yes, 0=No)",null,null,null,null,"Start Date",null,"2012-03-09",null,null,"Must Chill Start Time",null,null,null,null,"Cold Settling/Soak Start Time",null,null,null,null,"Wild Ferment",0,"(1=Yes, 0=No)",null,null,null,null,"Start Date",null,"2012-03-09",null,null,"Must Chill Start Time",null,null,null,null,"Cold Settling/Soak Start Time",null,null,null,null,"Wild Ferment",0,"(1=Yes, 0=No)",null,null,null,null,"Start Date",null,"2012-03-09",null,null,"Must Chill Start Time",null,null,null,null,"Cold Settling/Soak Start Time",null,null,null,null,"Wild Ferment",0,"(1=Yes, 0=No)",null,null,null,null,"Start Date",null,"2012-03-08",null,null,"Must Chill Start Time",null,null,null,null,"Cold Settling/Soak Start Time",null,null,null,null,"Wild Ferment",0,"(1=Yes, 0=No)",null,null,null,null,"Start Date",null,"2012-03-11",null,null,"Must Chill Start Time",null,null,null,null,"Cold Settling/Soak Start Time",null,null,null,null,"Wild Ferment",0,"(1=Yes, 0=No)",null,null,null,null,"Start Date",null,"2012-03-10",null,null,"Must Chill Start Time",null,null,null,null,"Cold Settling/Soak Start Time",null,null,null,null,"Wild Ferment",0,"(1=Yes, 0=No)",null,null,null,null,"Start Date",null,"2012-03-08",null,null,"Must Chill Start Time",null,null,null,null,"Cold Settling/Soak Start Time",null,null,null,null,"Wild Ferment",0,"(1=Yes, 0=No)",null,null,null,null,"Start Date",null,"2012-03-09",null,null,"Must Chill Start Time",null,null,null,null,"Cold Settling/Soak Start Time",null,null,null,null,"Wild Ferment",0,"(1=Yes, 0=No)",null,null,null,null,"Start Date",null,"2012-03-09",null,null,"Must Chill Start Time",null,null,null,null,"Cold Settling/Soak Start Time",null,null,null,null,"Wild Ferment",0,"(1=Yes, 0=No)",null,null,null,null,"Start Date",null,"2012-03-09",null,null,"Must Chill Start Time",null,null,null,null,"Cold Settling/Soak Start Time",null,null,null,null,"Wild Ferment",0,"(1=Yes, 0=No)",null,null,null,null,"Start Date",null,"2012-03-08",null,null,"Must Chill Start Time",null,null,null,null,"Cold Settling/Soak Start Time",null,null,null,null,"Wild Ferment",0,"(1=Yes, 0=No)",null,null,null,null,"Start Date",null,"2012-03-11",null,null,"Must Chill Start Time",null,null,null,null,"Cold Settling/Soak Start Time",null,null,null,null,"Wild Ferment",0,"(1=Yes, 0=No)",null,null,null,null,"Start Date",null,"2012-03-12",null,null,"Must Chill Start Time",null,null,null,null,"Cold Settling/Soak Start Time",null,null,null,null,"Wild Ferment",0,"(1=Yes, 0=No)",null,null,null,null,"Start Date",null,"2012-03-10",null,null,"Must Chill Start Time",null,null,null,null,"Cold Settling/Soak Start Time",null,null,null,null,"Wild Ferment",0,"(1=Yes, 0=No)",null,null,null,null,"Start Date",null,"2012-03-11",null,null,"Must Chill Start Time",null,null,null,null,"Cold Settling/Soak Start Time",null,null,null,null,"Wild Ferment",0,"(1=Yes, 0=No)",null,null,null,null,"Start Date",null,"2012-03-07",null,null,"Must Chill Start Time",null,null,null,null,"Cold Settling/Soak Start Time",null,null,null,null,"Wild Ferment",0,"(1=Yes, 0=No)",null,null,null,null,"Start Date",null,"2012-03-10",null,null,"Must Chill Start Time",null,null,null,null,"Cold Settling/Soak Start Time",null,null,null,null,"Wild Ferment",0,"(1=Yes, 0=No)",null,null,null,null,"Start Date",null,"2012-03-08",null,null,"Must Chill Start Time",null,null,null,null,"Cold Settling/Soak Start Time",null,null,null,null,"Wild Ferment",0,"(1=Yes, 0=No)",null,null,null,null,"Start Date",null,"2012-03-07",null,null,"Must Chill Start Time",null,null,null,null,"Cold Settling/Soak Start Time",null,null,null,null,"Wild Ferment",0,"(1=Yes, 0=No)",null,null,null,null,"Start Date",null,"2012-03-10",null,null,"Must Chill Start Time",null,null,null,null,"Cold Settling/Soak Start Time",null,null,null,null,"Wild Ferment",0,"(1=Yes, 0=No)",null,null,null,null,"Start Date",null,"2012-03-09",null,null,"Must Chill Start Time",null,null,null,null,"Cold Settling/Soak Start Time",null,null,null,null,"Wild Ferment",0,"(1=Yes, 0=No)",null,null,null,null,"Start Date",null,"2012-03-09",null,null,"Must Chill Start Time",null,null,null,null,"Cold Settling/Soak Start Time",null,null,null,null,"Wild Ferment",0,"(1=Yes, 0=No)",null,null,null,null,"Start Date",null,"2012-03-09",null,null,"Must Chill Start Time",null,null,null,null,"Cold Settling/Soak Start Time",null,null,null,null,"Wild Ferment",0,"(1=Yes, 0=No)",null,null,null,null,"Start Date",null,"2012-03-08",null,null,"Must Chill Start Time",null,null,null,null,"Cold Settling/Soak Start Time",null,null,null,null,"Wild Ferment",0,"(1=Yes, 0=No)",null,null,null,null,"Start Date",null,"2012-03-11",null,null,"Must Chill Start Time",null,null,null,null,"Cold Settling/Soak Start Time",null,null,null,null,"Wild Ferment",0,"(1=Yes, 0=No)",null,null,null,null,"Start Date",null,"2012-03-10",null,null,"Must Chill Start Time",null,null,null,null,"Cold Settling/Soak Start Time",null,null,null,null,"Wild Ferment",0,"(1=Yes, 0=No)",null,null,null,null,"Start Date",null,"2012-03-08",null,null,"Must Chill Start Time",null,null,null,null,"Cold Settling/Soak Start Time",null,null,null,null,"Wild Ferment",0,"(1=Yes, 0=No)",null,null,null,null,"Start Date",null,"2012-03-09",null,null,"Must Chill Start Time",null,null,null,null,"Cold Settling/Soak Start Time",null,null,null,null,"Wild Ferment",0,"(1=Yes, 0=No)",null,null,null,null,"Start Date",null,"2012-03-09",null,null,"Must Chill Start Time",null,null,null,null,"Cold Settling/Soak Start Time",null,null,null,null,"Wild Ferment",0,"(1=Yes, 0=No)",null,null,null,null,"Start Date",null,"2012-03-09",null,null,"Must Chill Start Time",null,null,null,null,"Cold Settling/Soak Start Time",null,null,null,null,"Wild Ferment",0,"(1=Yes, 0=No)",null,null,null,null,"Start Date",null,"2012-03-08",null,null,"Must Chill Start Time",null,null,null,null,"Cold Settling/Soak Start Time",null,null,null,null,"Wild Ferment",0,"(1=Yes, 0=No)",null,null,null,null,"Start Date",null,"2012-03-11",null,null,"Must Chill Start Time",null,null,null,null,"Cold Settling/Soak Start Time",null,null,null,null,"Wild Ferment",0,"(1=Yes, 0=No)",null,null,null,null,"Start Date",null,"2012-03-12",null,null,"Must Chill Start Time",null,null,null,null,"Cold Settling/Soak Start Time",null,null,null,null,"Wild Ferment",0,"(1=Yes, 0=No)",null,null,null,null,"Start Date",null,"2012-03-10",null,null,"Must Chill Start Time",null,null,null,null,"Cold Settling/Soak Start Time",null,null,null,null,"Wild Ferment",0,"(1=Yes, 0=No)",null,null,null,null,"Start Date",null,"2012-03-11",null,null,"Must Chill Start Time",null,null,null,null,"Cold Settling/Soak Start Time",null,null,null,null,"Wild Ferment",0,"(1=Yes, 0=No)",null,null,null,null,"Start Date",null,"2012-03-07",null,null,"Must Chill Start Time",null,null,null,null,"Cold Settling/Soak Start Time",null,null,null,null,"Wild Ferment",0,"(1=Yes, 0=No)",null,null,null,null,"Start Date",null,"2012-03-10",null,null,"Must Chill Start Time",null,null,null,null,"Cold Settling/Soak Start Time",null,null,null,null,"Wild Ferment",0,"(1=Yes, 0=No)",null,null,null,null,"Start Date",null,"2012-03-08",null,null,"Must Chill Start Time",null,null,null,null,"Cold Settling/Soak Start Time",null,null,null,null,"Wild Ferment",0,"(1=Yes, 0=No)",null,null,null,null,"Start Date",null,"2012-03-07",null,null,"Must Chill Start Time",null,null,null,null,"Cold Settling/Soak Start Time",null,null,null,null,"Wild Ferment",0,"(1=Yes, 0=No)",null,null,null,null,"Start Date",null,"2012-03-10",null,null,"Must Chill Start Time",null,null,null,null,"Cold Settling/Soak Start Time",null,null,null,null,"Wild Ferment",0,"(1=Yes, 0=No)",null,null,null,null,"Start Date",null,"2012-03-09",null,null,"Must Chill Start Time",null,null,null,null,"Cold Settling/Soak Start Time",null,null,null,null,"Wild Ferment",0,"(1=Yes, 0=No)",null,null,null,null,"Start Date",null,"2012-03-09",null,null,"Must Chill Start Time",null,null,null,null,"Cold Settling/Soak Start Time",null,null,null,null,"Wild Ferment",0,"(1=Yes, 0=No)",null,null,null,null,"Start Date",null,"2012-03-09",null,null,"Must Chill Start Time",null,null,null,null,"Cold Settling/Soak Start Time",null,null,null,null,"Wild Ferment",0,"(1=Yes, 0=No)",null,null,null,null,"Start Date",null,"2012-03-08",null,null,"Must Chill Start Time",null,null,null,null,"Cold Settling/Soak Start Time",null,null,null,null,"Wild Ferment",0,"(1=Yes, 0=No)",null,null,null,null,"Start Date",null,"2012-03-11",null,null,"Must Chill Start Time",null,null,null,null,"Cold Settling/Soak Start Time",null,null,null,null,"Wild Ferment",0,"(1=Yes, 0=No)",null,null,null,null,"Start Date",null,"2012-03-10",null,null,"Must Chill Start Time",null,null,null,null,"Cold Settling/Soak Start Time",null,null,null,null,"Wild Ferment",0,"(1=Yes, 0=No)",null,null,null,null,"Start Date",null,"2012-03-08",null,null,"Must Chill Start Time",null,null,null,null,"Cold Settling/Soak Start Time",null,null,null,null,"Wild Ferment",0,"(1=Yes, 0=No)",null,null,null,null,"Start Date",null,"2012-03-09",null,null,"Must Chill Start Time",null,null,null,null,"Cold Settling/Soak Start Time",null,null,null,null,"Wild Ferment",0,"(1=Yes, 0=No)",null,null,null,null,"Start Date",null,"2012-03-09",null,null,"Must Chill Start Time",null,null,null,null,"Cold Settling/Soak Start Time",null,null,null,null,"Wild Ferment",0,"(1=Yes, 0=No)",null,null,null,null,"Start Date",null,"2012-03-09",null,null,"Must Chill Start Time",null,null,null,null,"Cold Settling/Soak Start Time",null,null,null,null,"Wild Ferment",0,"(1=Yes, 0=No)",null,null,null,null,"Start Date",null,"2012-03-08",null,null,"Must Chill Start Time",null,null,null,null,"Cold Settling/Soak Start Time",null,null,null,null,"Wild Ferment",0,"(1=Yes, 0=No)",null,null,null,null,"Start Date",null,"2012-03-11",null,null,"Must Chill Start Time",null,null,null,null,"Cold Settling/Soak Start Time",null,null,null,null,"Wild Ferment",0,"(1=Yes, 0=No)",null,null,null,null,"Start Date",null,"2012-03-12",null,null,"Must Chill Start Time",null,null,null,null,"Cold Settling/Soak Start Time",null,null,null,null,"Wild Ferment",0,"(1=Yes, 0=No)",null,null,null,null,"Start Date",null,"2012-03-10",null,null,"Must Chill Start Time",null,null,null,null,"Cold Settling/Soak Start Time",null,null,null,null,"Wild Ferment",0,"(1=Yes, 0=No)",null,null,null,null,"Start Date",null,"2012-03-11",null,null,"Must Chill Start Time",null,null,null,null,"Cold Settling/Soak Start Time",null,null,null,null,"Wild Ferment",0,"(1=Yes, 0=No)",null,null,null,null,"Start Date",null,"2012-03-07",null,null,"Must Chill Start Time",null,null,null,null,"Cold Settling/Soak Start Time",null,null,null,null,"Wild Ferment",0,"(1=Yes, 0=No)",null,null,null,null,"Start Date",null,"2012-03-10",null,null,"Must Chill Start Time",null,null,null,null,"Cold Settling/Soak Start Time",null,null,null,null,"Wild Ferment",0,"(1=Yes, 0=No)",null,null,null,null,"Start Date",null,"2012-03-08",null,null,"Must Chill Start Time",null,null,null,null,"Cold Settling/Soak Start Time",null,null,null,null,"Wild Ferment",0,"(1=Yes, 0=No)",null,null,null,null,"Start Date",null,"2012-03-07",null,null,"Must Chill Start Time",null,null,null,null,"Cold Settling/Soak Start Time",null,null,null,null,"Wild Ferment",0,"(1=Yes, 0=No)",null,null,null,null,"Start Date",null,"2012-03-10",null,null,"Must Chill Start Time",null,null,null,null,"Cold Settling/Soak Start Time",null,null,null,null,"Wild Ferment",0,"(1=Yes, 0=No)",null,null,null,null,"Start Date",null,"2012-03-09",null,null,"Must Chill Start Time",null,null,null,null,"Cold Settling/Soak Start Time",null,null,null,null,"Wild Ferment",0,"(1=Yes, 0=No)",null,null,null,null,"Start Date",null,"2012-03-09",null,null,"Must Chill Start Time",null,null,null,null,"Cold Settling/Soak Start Time",null,null,null,null,"Wild Ferment",0,"(1=Yes, 0=No)",null,null,null,null,"Start Date",null,"2012-03-09",null,null,"Must Chill Start Time",null,null,null,null,"Cold Settling/Soak Start Time",null,null,null,null,"Wild Ferment",0,"(1=Yes, 0=No)",null,null,null,null,"Start Date",null,"2012-03-08",null,null,"Must Chill Start Time",null,null,null,null,"Cold Settling/Soak Start Time",null,null,null,null,"Wild Ferment",0,"(1=Yes, 0=No)",null,null,null,null,"Start Date",null,"2012-03-11",null,null,"Must Chill Start Time",null,null,null,null,"Cold Settling/Soak Start Time",null,null,null,null,"Wild Ferment",0,"(1=Yes, 0=No)",null,null,null,null,"Start Date",null,"2012-03-10",null,null,"Must Chill Start Time",null,null,null,null,"Cold Settling/Soak Start Time",null,null,null,null,"Wild Ferment",0,"(1=Yes, 0=No)",null,null,null,null,"Start Date",null,"2012-03-08",null,null,"Must Chill Start Time",null,null,null,null,"Cold Settling/Soak Start Time",null,null,null,null,"Wild Ferment",0,"(1=Yes, 0=No)",null,null,null,null,"Start Date",null,"2012-03-09",null,null,"Must Chill Start Time",null,null,null,null,"Cold Settling/Soak Start Time",null,null,null,null,"Wild Ferment",0,"(1=Yes, 0=No)",null,null,null,null,"Start Date",null,"2012-03-09",null,null,"Must Chill Start Time",null,null,null,null,"Cold Settling/Soak Start Time",null,null,null,null,"Wild Ferment",0,"(1=Yes, 0=No)",null,null,null,null,"Start Date",null,"2012-03-09",null,null,"Must Chill Start Time",null,null,null,null,"Cold Settling/Soak Start Time",null,null,null,null,"Wild Ferment",0,"(1=Yes, 0=No)",null,null,null,null,"Start Date",null,"2012-03-08",null,null,"Must Chill Start Time",null,null,null,null,"Cold Settling/Soak Start Time",null,null,null,null,"Wild Ferment",0,"(1=Yes, 0=No)",null,null,null,null,"Start Date",null,"2012-03-11",null,null,"Must Chill Start Time",null,null,null,null,"Cold Settling/Soak Start Time",null,null,null,null,"Wild Ferment",0,"(1=Yes, 0=No)",null,null,null,null,"Start Date",null,"2012-03-12",null,null,"Must Chill Start Time",null,null,null,null,"Cold Settling/Soak Start Time",null,null,null,null,"Wild Ferment",0,"(1=Yes, 0=No)",null,null,null,null,"Start Date",null,"2012-03-10",null,null,"Must Chill Start Time",null,null,null,null,"Cold Settling/Soak Start Time",null,null,null,null,"Wild Ferment",0,"(1=Yes, 0=No)",null,null,null,null,"Start Date",null,"2012-03-11",null,null,"Must Chill Start Time",null,null,null,null,"Cold Settling/Soak Start Time",null,null,null,null,"Wild Ferment",0,"(1=Yes, 0=No)",null,null,null,null,"Start Date",null,"2012-03-07",null,null,"Must Chill Start Time",null,null,null,null,"Cold Settling/Soak Start Time",null,null,null,null,"Wild Ferment",0,"(1=Yes, 0=No)",null,null,null,null,"Start Date",null,"2012-03-10",null,null,"Must Chill Start Time",null,null,null,null,"Cold Settling/Soak Start Time",null,null,null,null,"Wild Ferment",0,"(1=Yes, 0=No)",null,null,null,null,"Start Date",null,"2012-03-08",null,null,"Must Chill Start Time",null,null,null,null,"Cold Settling/Soak Start Time",null,null,null,null,"Wild Ferment",0,"(1=Yes, 0=No)",null,null,null,null,"Start Date",null,"2012-03-07",null,null,"Must Chill Start Time",null,null,null,null,"Cold Settling/Soak Start Time",null,null,null,null,"Wild Ferment",0,"(1=Yes, 0=No)"]
["Start Time",null,"10:00:00",null,null,"Time Step",null,3,null,null,"Time Step",null,11,null,null,null,null,null,null,null,null,null,"Start Time",null,"06:00:00",null,null,"Time Step",null,3,null,null,"Time Step",null,11,null,null,null,null,null,null,null,null,null,"Start Time",null,"13:00:00",null,null,"Time Step",null,3,null,null,"Time Step",null,11,null,null,null,null,null,null,null,null,null,"Start Time",null,"12:00:00",null,null,"Time Step",null,{"$f":"(BV4-'Full Vintage Planner'!$C$8)*8+INT(BV5*8)","v":-327272},null,null,"Time Step",null,{"$f":"(CA4-'Full Vintage Planner'!$C$8)*8+INT(CA5*8)","v":-327272},null,null,null,null,null,null,null,null,null,"Start Time",null,"07:00:00",null,null,"Time Step",null,{"$f":"(CR4-'Full Vintage Planner'!$C$8)*8+INT(CR5*8)","v":-327272},null,null,"Time Step",null,{"$f":"(CW4-'Full Vintage Planner'!$C$8)*8+INT(CW5*8)","v":-327272},null,null,null,null,null,null,null,null,null,"Start Time",null,"14:00:00",null,null,"Time Step",null,{"$f":"(DN4-'Full Vintage Planner'!$C$8)*8+INT(DN5*8)","v":-327272},null,null,"Time Step",null,{"$f":"(DS4-'Full Vintage Planner'!$C$8)*8+INT(DS5*8)","v":-327272},null,null,null,null,null,null,null,null,null,"Start Time",null,"06:00:00",null,null,"Time Step",null,{"$f":"(EJ4-'Full Vintage Planner'!$C$8)*8+INT(EJ5*8)","v":-327272},null,null,"Time Step",null,{"$f":"(EO4-'Full Vintage Planner'!$C$8)*8+INT(EO5*8)","v":-327272},null,null,null,null,null,null,null,null,null,"Start Time",null,"06:00:00",null,null,"Time Step",null,{"$f":"(FF4-'Full Vintage Planner'!$C$8)*8+INT(FF5*8)","v":-327272},null,null,"Time Step",null,{"$f":"(FK4-'Full Vintage Planner'!$C$8)*8+INT(FK5*8)","v":-327272},null,null,null,null,null,null,null,null,null,"Start Time",null,"18:00:00",null,null,"Time Step",null,{"$f":"(GB4-'Full Vintage Planner'!$C$8)*8+INT(GB5*8)","v":-327272},null,null,"Time Step",null,{"$f":"(GG4-'Full Vintage Planner'!$C$8)*8+INT(GG5*8)","v":-327272},null,null,null,null,null,null,null,null,null,"Start Time",null,"15:00:00",null,null,"Time Step",null,{"$f":"(GX4-'Full Vintage Planner'!$C$8)*8+INT(GX5*8)","v":-327272},null,null,"Time Step",null,{"$f":"(HC4-'Full Vintage Planner'!$C$8)*8+INT(HC5*8)","v":-327272},null,null,null,null,null,null,null,null,null,"Start Time",null,"06:00:00",null,null,"Time Step",null,{"$f":"(HT4-'Full Vintage Planner'!$C$8)*8+INT(HT5*8)","v":-327272},null,null,"Time Step",null,{"$f":"(HY4-'Full Vintage Planner'!$C$8)*8+INT(HY5*8)","v":-327272},null,null,null,null,null,null,null,null,null,"Start Time",null,"12:00:00",null,null,"Time Step",null,{"$f":"(IP4-'Full Vintage Planner'!$C$8)*8+INT(IP5*8)","v":-327272},null,null,"Time Step",null,{"$f":"(IU4-'Full Vintage Planner'!$C$8)*8+INT(IU5*8)","v":-327272},null,null,null,null,null,null,null,null,null,"Start Time",null,"11:30:00",null,null,"Time Step",null,{"$f":"(JL4-'Full Vintage Planner'!$C$8)*8+INT(JL5*8)","v":-327272},null,null,"Time Step",null,{"$f":"(JQ4-'Full Vintage Planner'!$C$8)*8+INT(JQ5*8)","v":-327272},null,null,null,null,null,null,null,null,null,"Start Time",null,"06:00:00",null,null,"Time Step",null,{"$f":"(KH4-'Full Vintage Planner'!$C$8)*8+INT(KH5*8)","v":-327272},null,null,"Time Step",null,{"$f":"(KM4-'Full Vintage Planner'!$C$8)*8+INT(KM5*8)","v":-327272},null,null,null,null,null,null,null,null,null,"Start Time",null,"06:00:00",null,null,"Time Step",null,{"$f":"(LD4-'Full Vintage Planner'!$C$8)*8+INT(LD5*8)","v":-327272},null,null,"Time Step",null,{"$f":"(LI4-'Full Vintage Planner'!$C$8)*8+INT(LI5*8)","v":-327272},null,null,null,null,null,null,null,null,null,"Start Time",null,"08:00:00",null,null,"Time Step",null,{"$f":"(LZ4-'Full Vintage Planner'!$C$8)*8+INT(LZ5*8)","v":-327272},null,null,"Time Step",null,{"$f":"(ME4-'Full Vintage Planner'!$C$8)*8+INT(ME5*8)","v":-327272},null,null,null,null,null,null,null,null,null,"Start Time",null,"06:00:00",null,null,"Time Step",null,{"$f":"(MV4-'Full Vintage Planner'!$C$8)*8+INT(MV5*8)","v":-327272},null,null,"Time Step",null,{"$f":"(NA4-'Full Vintage Planner'!$C$8)*8+INT(NA5*8)","v":-327272},null,null,null,null,null,null,null,null,null,"Start Time",null,"06:00:00",null,null,"Time Step",null,{"$f":"(NR4-'Full Vintage Planner'!$C$8)*8+INT(NR5*8)","v":-327272},null,null,"Time Step",null,{"$f":"(NW4-'Full Vintage Planner'!$C$8)*8+INT(NW5*8)","v":-327272},null,null,null,null,null,null,null,null,null,"Start Time",null,"15:30:00",null,null,"Time Step",null,{"$f":"(ON4-'Full Vintage Planner'!$C$8)*8+INT(ON5*8)","v":-327272},null,null,"Time Step",null,{"$f":"(OS4-'Full Vintage Planner'!$C$8)*8+INT(OS5*8)","v":-327272},null,null,null,null,null,null,null,null,null,"Start Time",null,"06:00:00",null,null,"Time Step",null,{"$f":"(PJ4-'Full Vintage Planner'!$C$8)*8+INT(PJ5*8)","v":-327272},null,null,"Time Step",null,{"$f":"(PO4-'Full Vintage Planner'!$C$8)*8+INT(PO5*8)","v":-327272},null,null,null,null,null,null,null,null,null,"Start Time",null,"10:00:00",null,null,"Time Step",null,{"$f":"(QF4-'Full Vintage Planner'!$C$8)*8+INT(QF5*8)","v":-327272},null,null,"Time Step",null,{"$f":"(QK4-'Full Vintage Planner'!$C$8)*8+INT(QK5*8)","v":-327272},null,null,null,null,null,null,null,null,null,"Start Time",null,"06:00:00",null,null,"Time Step",null,{"$f":"(RB4-'Full Vintage Planner'!$C$8)*8+INT(RB5*8)","v":-327272},null,null,"Time Step",null,{"$f":"(RG4-'Full Vintage Planner'!$C$8)*8+INT(RG5*8)","v":-327272},null,null,null,null,null,null,null,null,null,"Start Time",null,"13:00:00",null,null,"Time Step",null,{"$f":"(RX4-'Full Vintage Planner'!$C$8)*8+INT(RX5*8)","v":-327272},null,null,"Time Step",null,{"$f":"(SC4-'Full Vintage Planner'!$C$8)*8+INT(SC5*8)","v":-327272},null,null,null,null,null,null,null,null,null,"Start Time",null,"12:00:00",null,null,"Time Step",null,{"$f":"(ST4-'Full Vintage Planner'!$C$8)*8+INT(ST5*8)","v":-327272},null,null,"Time Step",null,{"$f":"(SY4-'Full Vintage Planner'!$C$8)*8+INT(SY5*8)","v":-327272},null,null,null,null,null,null,null,null,null,"Start Time",null,"07:00:00",null,null,"Time Step",null,{"$f":"(TP4-'Full Vintage Planner'!$C$8)*8+INT(TP5*8)","v":-327272},null,null,"Time Step",null,{"$f":"(TU4-'Full Vintage Planner'!$C$8)*8+INT(TU5*8)","v":-327272},null,null,null,null,null,null,null,null,null,"Start Time",null,"14:00:00",null,null,"Time Step",null,{"$f":"(UL4-'Full Vintage Planner'!$C$8)*8+INT(UL5*8)","v":-327272},null,null,"Time Step",null,{"$f":"(UQ4-'Full Vintage Planner'!$C$8)*8+INT(UQ5*8)","v":-327272},null,null,null,null,null,null,null,null,null,"Start Time",null,"06:00:00",null,null,"Time Step",null,{"$f":"(VH4-'Full Vintage Planner'!$C$8)*8+INT(VH5*8)","v":-327272},null,null,"Time Step",null,{"$f":"(VM4-'Full Vintage Planner'!$C$8)*8+INT(VM5*8)","v":-327272},null,null,null,null,null,null,null,null,null,"Start Time",null,"06:00:00",null,null,"Time Step",null,{"$f":"(WD4-'Full Vintage Planner'!$C$8)*8+INT(WD5*8)","v":-327272},null,null,"Time Step",null,{"$f":"(WI4-'Full Vintage Planner'!$C$8)*8+INT(WI5*8)","v":-327272},null,null,null,null,null,null,null,null,null,"Start Time",null,"18:00:00",null,null,"Time Step",null,{"$f":"(WZ4-'Full Vintage Planner'!$C$8)*8+INT(WZ5*8)","v":-327272},null,null,"Time Step",null,{"$f":"(XE4-'Full Vintage Planner'!$C$8)*8+INT(XE5*8)","v":-327272},null,null,null,null,null,null,null,null,null,"Start Time",null,"15:00:00",null,null,"Time Step",null,{"$f":"(XV4-'Full Vintage Planner'!$C$8)*8+INT(XV5*8)","v":-327272},null,null,"Time Step",null,{"$f":"(YA4-'Full Vintage Planner'!$C$8)*8+INT(YA5*8)","v":-327272},null,null,null,null,null,null,null,null,null,"Start Time",null,"06:00:00",null,null,"Time Step",null,{"$f":"(YR4-'Full Vintage Planner'!$C$8)*8+INT(YR5*8)","v":-327272},null,null,"Time Step",null,{"$f":"(YW4-'Full Vintage Planner'!$C$8)*8+INT(YW5*8)","v":-327272},null,null,null,null,null,null,null,null,null,"Start Time",null,"12:00:00",null,null,"Time Step",null,{"$f":"(ZN4-'Full Vintage Planner'!$C$8)*8+INT(ZN5*8)","v":-327272},null,null,"Time Step",null,{"$f":"(ZS4-'Full Vintage Planner'!$C$8)*8+INT(ZS5*8)","v":-327272},null,null,null,null,null,null,null,null,null,"Start Time",null,"11:30:00",null,null,"Time Step",null,{"$f":"(AAJ4-'Full Vintage Planner'!$C$8)*8+INT(AAJ5*8)","v":-327272},null,null,"Time Step",null,{"$f":"(AAO4-'Full Vintage Planner'!$C$8)*8+INT(AAO5*8)","v":-327272},null,null,null,null,null,null,null,null,null,"Start Time",null,"06:00:00",null,null,"Time Step",null,{"$f":"(ABF4-'Full Vintage Planner'!$C$8)*8+INT(ABF5*8)","v":-327272},null,null,"Time Step",null,{"$f":"(ABK4-'Full Vintage Planner'!$C$8)*8+INT(ABK5*8)","v":-327272},null,null,null,null,null,null,null,null,null,"Start Time",null,"06:00:00",null,null,"Time Step",null,{"$f":"(ACB4-'Full Vintage Planner'!$C$8)*8+INT(ACB5*8)","v":-327272},null,null,"Time Step",null,{"$f":"(ACG4-'Full Vintage Planner'!$C$8)*8+INT(ACG5*8)","v":-327272},null,null,null,null,null,null,null,null,null,"Start Time",null,"08:00:00",null,null,"Time Step",null,{"$f":"(ACX4-'Full Vintage Planner'!$C$8)*8+INT(ACX5*8)","v":-327272},null,null,"Time Step",null,{"$f":"(ADC4-'Full Vintage Planner'!$C$8)*8+INT(ADC5*8)","v":-327272},null,null,null,null,null,null,null,null,null,"Start Time",null,"06:00:00",null,null,"Time Step",null,{"$f":"(ADT4-'Full Vintage Planner'!$C$8)*8+INT(ADT5*8)","v":-327272},null,null,"Time Step",null,{"$f":"(ADY4-'Full Vintage Planner'!$C$8)*8+INT(ADY5*8)","v":-327272},null,null,null,null,null,null,null,null,null,"Start Time",null,"06:00:00",null,null,"Time Step",null,{"$f":"(AEP4-'Full Vintage Planner'!$C$8)*8+INT(AEP5*8)","v":-327272},null,null,"Time Step",null,{"$f":"(AEU4-'Full Vintage Planner'!$C$8)*8+INT(AEU5*8)","v":-327272},null,null,null,null,null,null,null,null,null,"Start Time",null,"15:30:00",null,null,"Time Step",null,{"$f":"(AFL4-'Full Vintage Planner'!$C$8)*8+INT(AFL5*8)","v":-327272},null,null,"Time Step",null,{"$f":"(AFQ4-'Full Vintage Planner'!$C$8)*8+INT(AFQ5*8)","v":-327272},null,null,null,null,null,null,null,null,null,"Start Time",null,"06:00:00",null,null,"Time Step",null,{"$f":"(AGH4-'Full Vintage Planner'!$C$8)*8+INT(AGH5*8)","v":-327272},null,null,"Time Step",null,{"$f":"(AGM4-'Full Vintage Planner'!$C$8)*8+INT(AGM5*8)","v":-327272},null,null,null,null,null,null,null,null,null,"Start Time",null,"10:00:00",null,null,"Time Step",null,{"$f":"(AHD4-'Full Vintage Planner'!$C$8)*8+INT(AHD5*8)","v":-327272},null,null,"Time Step",null,{"$f":"(AHI4-'Full Vintage Planner'!$C$8)*8+INT(AHI5*8)","v":-327272},null,null,null,null,null,null,null,null,null,"Start Time",null,"06:00:00",null,null,"Time Step",null,{"$f":"(AHZ4-'Full Vintage Planner'!$C$8)*8+INT(AHZ5*8)","v":-327272},null,null,"Time Step",null,{"$f":"(AIE4-'Full Vintage Planner'!$C$8)*8+INT(AIE5*8)","v":-327272},null,null,null,null,null,null,null,null,null,"Start Time",null,"13:00:00",null,null,"Time Step",null,{"$f":"(AIV4-'Full Vintage Planner'!$C$8)*8+INT(AIV5*8)","v":-327272},null,null,"Time Step",null,{"$f":"(AJA4-'Full Vintage Planner'!$C$8)*8+INT(AJA5*8)","v":-327272},null,null,null,null,null,null,null,null,null,"Start Time",null,"12:00:00",null,null,"Time Step",null,{"$f":"(AJR4-'Full Vintage Planner'!$C$8)*8+INT(AJR5*8)","v":-327272},null,null,"Time Step",null,{"$f":"(AJW4-'Full Vintage Planner'!$C$8)*8+INT(AJW5*8)","v":-327272},null,null,null,null,null,null,null,null,null,"Start Time",null,"07:00:00",null,null,"Time Step",null,{"$f":"(AKN4-'Full Vintage Planner'!$C$8)*8+INT(AKN5*8)","v":-327272},null,null,"Time Step",null,{"$f":"(AKS4-'Full Vintage Planner'!$C$8)*8+INT(AKS5*8)","v":-327272},null,null,null,null,null,null,null,null,null,"Start Time",null,"14:00:00",null,null,"Time Step",null,{"$f":"(ALJ4-'Full Vintage Planner'!$C$8)*8+INT(ALJ5*8)","v":-327272},null,null,"Time Step",null,{"$f":"(ALO4-'Full Vintage Planner'!$C$8)*8+INT(ALO5*8)","v":-327272},null,null,null,null,null,null,null,null,null,"Start Time",null,"06:00:00",null,null,"Time Step",null,{"$f":"(AMF4-'Full Vintage Planner'!$C$8)*8+INT(AMF5*8)","v":-327272},null,null,"Time Step",null,{"$f":"(AMK4-'Full Vintage Planner'!$C$8)*8+INT(AMK5*8)","v":-327272},null,null,null,null,null,null,null,null,null,"Start Time",null,"06:00:00",null,null,"Time Step",null,{"$f":"(ANB4-'Full Vintage Planner'!$C$8)*8+INT(ANB5*8)","v":-327272},null,null,"Time Step",null,{"$f":"(ANG4-'Full Vintage Planner'!$C$8)*8+INT(ANG5*8)","v":-327272},null,null,null,null,null,null,null,null,null,"Start Time",null,"18:00:00",null,null,"Time Step",null,{"$f":"(ANX4-'Full Vintage Planner'!$C$8)*8+INT(ANX5*8)","v":-327272},null,null,"Time Step",null,{"$f":"(AOC4-'Full Vintage Planner'!$C$8)*8+INT(AOC5*8)","v":-327272},null,null,null,null,null,null,null,null,null,"Start Time",null,"15:00:00",null,null,"Time Step",null,{"$f":"(AOT4-'Full Vintage Planner'!$C$8)*8+INT(AOT5*8)","v":-327272},null,null,"Time Step",null,{"$f":"(AOY4-'Full Vintage Planner'!$C$8)*8+INT(AOY5*8)","v":-327272},null,null,null,null,null,null,null,null,null,"Start Time",null,"06:00:00",null,null,"Time Step",null,{"$f":"(APP4-'Full Vintage Planner'!$C$8)*8+INT(APP5*8)","v":-327272},null,null,"Time Step",null,{"$f":"(APU4-'Full Vintage Planner'!$C$8)*8+INT(APU5*8)","v":-327272},null,null,null,null,null,null,null,null,null,"Start Time",null,"12:00:00",null,null,"Time Step",null,{"$f":"(AQL4-'Full Vintage Planner'!$C$8)*8+INT(AQL5*8)","v":-327272},null,null,"Time Step",null,{"$f":"(AQQ4-'Full Vintage Planner'!$C$8)*8+INT(AQQ5*8)","v":-327272},null,null,null,null,null,null,null,null,null,"Start Time",null,"11:30:00",null,null,"Time Step",null,{"$f":"(ARH4-'Full Vintage Planner'!$C$8)*8+INT(ARH5*8)","v":-327272},null,null,"Time Step",null,{"$f":"(ARM4-'Full Vintage Planner'!$C$8)*8+INT(ARM5*8)","v":-327272},null,null,null,null,null,null,null,null,null,"Start Time",null,"06:00:00",null,null,"Time Step",null,{"$f":"(ASD4-'Full Vintage Planner'!$C$8)*8+INT(ASD5*8)","v":-327272},null,null,"Time Step",null,{"$f":"(ASI4-'Full Vintage Planner'!$C$8)*8+INT(ASI5*8)","v":-327272},null,null,null,null,null,null,null,null,null,"Start Time",null,"06:00:00",null,null,"Time Step",null,{"$f":"(ASZ4-'Full Vintage Planner'!$C$8)*8+INT(ASZ5*8)","v":-327272},null,null,"Time Step",null,{"$f":"(ATE4-'Full Vintage Planner'!$C$8)*8+INT(ATE5*8)","v":-327272},null,null,null,null,null,null,null,null,null,"Start Time",null,"08:00:00",null,null,"Time Step",null,{"$f":"(ATV4-'Full Vintage Planner'!$C$8)*8+INT(ATV5*8)","v":-327272},null,null,"Time Step",null,{"$f":"(AUA4-'Full Vintage Planner'!$C$8)*8+INT(AUA5*8)","v":-327272},null,null,null,null,null,null,null,null,null,"Start Time",null,"06:00:00",null,null,"Time Step",null,{"$f":"(AUR4-'Full Vintage Planner'!$C$8)*8+INT(AUR5*8)","v":-327272},null,null,"Time Step",null,{"$f":"(AUW4-'Full Vintage Planner'!$C$8)*8+INT(AUW5*8)","v":-327272},null,null,null,null,null,null,null,null,null,"Start Time",null,"06:00:00",null,null,"Time Step",null,{"$f":"(AVN4-'Full Vintage Planner'!$C$8)*8+INT(AVN5*8)","v":-327272},null,null,"Time Step",null,{"$f":"(AVS4-'Full Vintage Planner'!$C$8)*8+INT(AVS5*8)","v":-327272},null,null,null,null,null,null,null,null,null,"Start Time",null,"15:30:00",null,null,"Time Step",null,{"$f":"(AWJ4-'Full Vintage Planner'!$C$8)*8+INT(AWJ5*8)","v":-327272},null,null,"Time Step",null,{"$f":"(AWO4-'Full Vintage Planner'!$C$8)*8+INT(AWO5*8)","v":-327272},null,null,null,null,null,null,null,null,null,"Start Time",null,"06:00:00",null,null,"Time Step",null,{"$f":"(AXF4-'Full Vintage Planner'!$C$8)*8+INT(AXF5*8)","v":-327272},null,null,"Time Step",null,{"$f":"(AXK4-'Full Vintage Planner'!$C$8)*8+INT(AXK5*8)","v":-327272},null,null,null,null,null,null,null,null,null,"Start Time",null,"10:00:00",null,null,"Time Step",null,{"$f":"(AYB4-'Full Vintage Planner'!$C$8)*8+INT(AYB5*8)","v":-327272},null,null,"Time Step",null,{"$f":"(AYG4-'Full Vintage Planner'!$C$8)*8+INT(AYG5*8)","v":-327272},null,null,null,null,null,null,null,null,null,"Start Time",null,"06:00:00",null,null,"Time Step",null,{"$f":"(AYX4-'Full Vintage Planner'!$C$8)*8+INT(AYX5*8)","v":-327272},null,null,"Time Step",null,{"$f":"(AZC4-'Full Vintage Planner'!$C$8)*8+INT(AZC5*8)","v":-327272},null,null,null,null,null,null,null,null,null,"Start Time",null,"13:00:00",null,null,"Time Step",null,{"$f":"(AZT4-'Full Vintage Planner'!$C$8)*8+INT(AZT5*8)","v":-327272},null,null,"Time Step",null,{"$f":"(AZY4-'Full Vintage Planner'!$C$8)*8+INT(AZY5*8)","v":-327272},null,null,null,null,null,null,null,null,null,"Start Time",null,"12:00:00",null,null,"Time Step",null,{"$f":"(BAP4-'Full Vintage Planner'!$C$8)*8+INT(BAP5*8)","v":-327272},null,null,"Time Step",null,{"$f":"(BAU4-'Full Vintage Planner'!$C$8)*8+INT(BAU5*8)","v":-327272},null,null,null,null,null,null,null,null,null,"Start Time",null,"07:00:00",null,null,"Time Step",null,{"$f":"(BBL4-'Full Vintage Planner'!$C$8)*8+INT(BBL5*8)","v":-327272},null,null,"Time Step",null,{"$f":"(BBQ4-'Full Vintage Planner'!$C$8)*8+INT(BBQ5*8)","v":-327272},null,null,null,null,null,null,null,null,null,"Start Time",null,"14:00:00",null,null,"Time Step",null,{"$f":"(BCH4-'Full Vintage Planner'!$C$8)*8+INT(BCH5*8)","v":-327272},null,null,"Time Step",null,{"$f":"(BCM4-'Full Vintage Planner'!$C$8)*8+INT(BCM5*8)","v":-327272},null,null,null,null,null,null,null,null,null,"Start Time",null,"06:00:00",null,null,"Time Step",null,{"$f":"(BDD4-'Full Vintage Planner'!$C$8)*8+INT(BDD5*8)","v":-327272},null,null,"Time Step",null,{"$f":"(BDI4-'Full Vintage Planner'!$C$8)*8+INT(BDI5*8)","v":-327272},null,null,null,null,null,null,null,null,null,"Start Time",null,"06:00:00",null,null,"Time Step",null,{"$f":"(BDZ4-'Full Vintage Planner'!$C$8)*8+INT(BDZ5*8)","v":-327272},null,null,"Time Step",null,{"$f":"(BEE4-'Full Vintage Planner'!$C$8)*8+INT(BEE5*8)","v":-327272},null,null,null,null,null,null,null,null,null,"Start Time",null,"18:00:00",null,null,"Time Step",null,{"$f":"(BEV4-'Full Vintage Planner'!$C$8)*8+INT(BEV5*8)","v":-327272},null,null,"Time Step",null,{"$f":"(BFA4-'Full Vintage Planner'!$C$8)*8+INT(BFA5*8)","v":-327272},null,null,null,null,null,null,null,null,null,"Start Time",null,"15:00:00",null,null,"Time Step",null,{"$f":"(BFR4-'Full Vintage Planner'!$C$8)*8+INT(BFR5*8)","v":-327272},null,null,"Time Step",null,{"$f":"(BFW4-'Full Vintage Planner'!$C$8)*8+INT(BFW5*8)","v":-327272},null,null,null,null,null,null,null,null,null,"Start Time",null,"06:00:00",null,null,"Time Step",null,{"$f":"(BGN4-'Full Vintage Planner'!$C$8)*8+INT(BGN5*8)","v":-327272},null,null,"Time Step",null,{"$f":"(BGS4-'Full Vintage Planner'!$C$8)*8+INT(BGS5*8)","v":-327272},null,null,null,null,null,null,null,null,null,"Start Time",null,"12:00:00",null,null,"Time Step",null,{"$f":"(BHJ4-'Full Vintage Planner'!$C$8)*8+INT(BHJ5*8)","v":-327272},null,null,"Time Step",null,{"$f":"(BHO4-'Full Vintage Planner'!$C$8)*8+INT(BHO5*8)","v":-327272},null,null,null,null,null,null,null,null,null,"Start Time",null,"11:30:00",null,null,"Time Step",null,{"$f":"(BIF4-'Full Vintage Planner'!$C$8)*8+INT(BIF5*8)","v":-327272},null,null,"Time Step",null,{"$f":"(BIK4-'Full Vintage Planner'!$C$8)*8+INT(BIK5*8)","v":-327272},null,null,null,null,null,null,null,null,null,"Start Time",null,"06:00:00",null,null,"Time Step",null,{"$f":"(BJB4-'Full Vintage Planner'!$C$8)*8+INT(BJB5*8)","v":-327272},null,null,"Time Step",null,{"$f":"(BJG4-'Full Vintage Planner'!$C$8)*8+INT(BJG5*8)","v":-327272},null,null,null,null,null,null,null,null,null,"Start Time",null,"06:00:00",null,null,"Time Step",null,{"$f":"(BJX4-'Full Vintage Planner'!$C$8)*8+INT(BJX5*8)","v":-327272},null,null,"Time Step",null,{"$f":"(BKC4-'Full Vintage Planner'!$C$8)*8+INT(BKC5*8)","v":-327272},null,null,null,null,null,null,null,null,null,"Start Time",null,"08:00:00",null,null,"Time Step",null,{"$f":"(BKT4-'Full Vintage Planner'!$C$8)*8+INT(BKT5*8)","v":-327272},null,null,"Time Step",null,{"$f":"(BKY4-'Full Vintage Planner'!$C$8)*8+INT(BKY5*8)","v":-327272},null,null,null,null,null,null,null,null,null,"Start Time",null,"06:00:00",null,null,"Time Step",null,{"$f":"(BLP4-'Full Vintage Planner'!$C$8)*8+INT(BLP5*8)","v":-327272},null,null,"Time Step",null,{"$f":"(BLU4-'Full Vintage Planner'!$C$8)*8+INT(BLU5*8)","v":-327272},null,null,null,null,null,null,null,null,null,"Start Time",null,"06:00:00",null,null,"Time Step",null,{"$f":"(BML4-'Full Vintage Planner'!$C$8)*8+INT(BML5*8)","v":-327272},null,null,"Time Step",null,{"$f":"(BMQ4-'Full Vintage Planner'!$C$8)*8+INT(BMQ5*8)","v":-327272},null,null,null,null,null,null,null,null,null,"Start Time",null,"15:30:00",null,null,"Time Step",null,{"$f":"(BNH4-'Full Vintage Planner'!$C$8)*8+INT(BNH5*8)","v":-327272},null,null,"Time Step",null,{"$f":"(BNM4-'Full Vintage Planner'!$C$8)*8+INT(BNM5*8)","v":-327272},null,null,null,null,null,null,null,null,null,"Start Time",null,"06:00:00",null,null,"Time Step",null,{"$f":"(BOD4-'Full Vintage Planner'!$C$8)*8+INT(BOD5*8)","v":-327272},null,null,"Time Step",null,{"$f":"(BOI4-'Full Vintage Planner'!$C$8)*8+INT(BOI5*8)","v":-327272},null,null,null,null,null,null,null,null,null,"Start Time",null,"10:00:00",null,null,"Time Step",null,{"$f":"(BOZ4-'Full Vintage Planner'!$C$8)*8+INT(BOZ5*8)","v":-327272},null,null,"Time Step",null,{"$f":"(BPE4-'Full Vintage Planner'!$C$8)*8+INT(BPE5*8)","v":-327272},null,null,null,null,null,null,null,null,null,"Start Time",null,"06:00:00",null,null,"Time Step",null,{"$f":"(BPV4-'Full Vintage Planner'!$C$8)*8+INT(BPV5*8)","v":-327272},null,null,"Time Step",null,{"$f":"(BQA4-'Full Vintage Planner'!$C$8)*8+INT(BQA5*8)","v":-327272},null,null,null,null,null,null,null,null,null,"Start Time",null,"13:00:00",null,null,"Time Step",null,{"$f":"(BQR4-'Full Vintage Planner'!$C$8)*8+INT(BQR5*8)","v":-327272},null,null,"Time Step",null,{"$f":"(BQW4-'Full Vintage Planner'!$C$8)*8+INT(BQW5*8)","v":-327272},null,null,null,null,null,null,null,null,null,"Start Time",null,"12:00:00",null,null,"Time Step",null,{"$f":"(BRN4-'Full Vintage Planner'!$C$8)*8+INT(BRN5*8)","v":-327272},null,null,"Time Step",null,{"$f":"(BRS4-'Full Vintage Planner'!$C$8)*8+INT(BRS5*8)","v":-327272},null,null,null,null,null,null,null,null,null,"Start Time",null,"07:00:00",null,null,"Time Step",null,{"$f":"(BSJ4-'Full Vintage Planner'!$C$8)*8+INT(BSJ5*8)","v":-327272},null,null,"Time Step",null,{"$f":"(BSO4-'Full Vintage Planner'!$C$8)*8+INT(BSO5*8)","v":-327272},null,null,null,null,null,null,null,null,null,"Start Time",null,"14:00:00",null,null,"Time Step",null,{"$f":"(BTF4-'Full Vintage Planner'!$C$8)*8+INT(BTF5*8)","v":-327272},null,null,"Time Step",null,{"$f":"(BTK4-'Full Vintage Planner'!$C$8)*8+INT(BTK5*8)","v":-327272},null,null,null,null,null,null,null,null,null,"Start Time",null,"06:00:00",null,null,"Time Step",null,{"$f":"(BUB4-'Full Vintage Planner'!$C$8)*8+INT(BUB5*8)","v":-327272},null,null,"Time Step",null,{"$f":"(BUG4-'Full Vintage Planner'!$C$8)*8+INT(BUG5*8)","v":-327272},null,null,null,null,null,null,null,null,null,"Start Time",null,"06:00:00",null,null,"Time Step",null,{"$f":"(BUX4-'Full Vintage Planner'!$C$8)*8+INT(BUX5*8)","v":-327272},null,null,"Time Step",null,{"$f":"(BVC4-'Full Vintage Planner'!$C$8)*8+INT(BVC5*8)","v":-327272},null,null,null,null,null,null,null,null,null,"Start Time",null,"18:00:00",null,null,"Time Step",null,{"$f":"(BVT4-'Full Vintage Planner'!$C$8)*8+INT(BVT5*8)","v":-327272},null,null,"Time Step",null,{"$f":"(BVY4-'Full Vintage Planner'!$C$8)*8+INT(BVY5*8)","v":-327272},null,null,null,null,null,null,null,null,null,"Start Time",null,"15:00:00",null,null,"Time Step",null,{"$f":"(BWP4-'Full Vintage Planner'!$C$8)*8+INT(BWP5*8)","v":-327272},null,null,"Time Step",null,{"$f":"(BWU4-'Full Vintage Planner'!$C$8)*8+INT(BWU5*8)","v":-327272},null,null,null,null,null,null,null,null,null,"Start Time",null,"06:00:00",null,null,"Time Step",null,{"$f":"(BXL4-'Full Vintage Planner'!$C$8)*8+INT(BXL5*8)","v":-327272},null,null,"Time Step",null,{"$f":"(BXQ4-'Full Vintage Planner'!$C$8)*8+INT(BXQ5*8)","v":-327272},null,null,null,null,null,null,null,null,null,"Start Time",null,"12:00:00",null,null,"Time Step",null,{"$f":"(BYH4-'Full Vintage Planner'!$C$8)*8+INT(BYH5*8)","v":-327272},null,null,"Time Step",null,{"$f":"(BYM4-'Full Vintage Planner'!$C$8)*8+INT(BYM5*8)","v":-327272},null,null,null,null,null,null,null,null,null,"Start Time",null,"11:30:00",null,null,"Time Step",null,{"$f":"(BZD4-'Full Vintage Planner'!$C$8)*8+INT(BZD5*8)","v":-327272},null,null,"Time Step",null,{"$f":"(BZI4-'Full Vintage Planner'!$C$8)*8+INT(BZI5*8)","v":-327272},null,null,null,null,null,null,null,null,null,"Start Time",null,"06:00:00",null,null,"Time Step",null,{"$f":"(BZZ4-'Full Vintage Planner'!$C$8)*8+INT(BZZ5*8)","v":-327272},null,null,"Time Step",null,{"$f":"(CAE4-'Full Vintage Planner'!$C$8)*8+INT(CAE5*8)","v":-327272},null,null,null,null,null,null,null,null,null,"Start Time",null,"06:00:00",null,null,"Time Step",null,{"$f":"(CAV4-'Full Vintage Planner'!$C$8)*8+INT(CAV5*8)","v":-327272},null,null,"Time Step",null,{"$f":"(CBA4-'Full Vintage Planner'!$C$8)*8+INT(CBA5*8)","v":-327272},null,null,null,null,null,null,null,null,null,"Start Time",null,"08:00:00",null,null,"Time Step",null,{"$f":"(CBR4-'Full Vintage Planner'!$C$8)*8+INT(CBR5*8)","v":-327272},null,null,"Time Step",null,{"$f":"(CBW4-'Full Vintage Planner'!$C$8)*8+INT(CBW5*8)","v":-327272},null,null,null,null,null,null,null,null,null,"Start Time",null,"06:00:00",null,null,"Time Step",null,{"$f":"(CCN4-'Full Vintage Planner'!$C$8)*8+INT(CCN5*8)","v":-327272},null,null,"Time Step",null,{"$f":"(CCS4-'Full Vintage Planner'!$C$8)*8+INT(CCS5*8)","v":-327272},null,null,null,null,null,null,null,null,null,"Start Time",null,"06:00:00",null,null,"Time Step",null,{"$f":"(CDJ4-'Full Vintage Planner'!$C$8)*8+INT(CDJ5*8)","v":-327272},null,null,"Time Step",null,{"$f":"(CDO4-'Full Vintage Planner'!$C$8)*8+INT(CDO5*8)","v":-327272},null,null,null,null,null,null,null,null,null,"Start Time",null,"15:30:00",null,null,"Time Step",null,{"$f":"(CEF4-'Full Vintage Planner'!$C$8)*8+INT(CEF5*8)","v":-327272},null,null,"Time Step",null,{"$f":"(CEK4-'Full Vintage Planner'!$C$8)*8+INT(CEK5*8)","v":-327272},null,null,null,null,null,null,null,null,null,"Start Time",null,"06:00:00",null,null,"Time Step",null,{"$f":"(CFB4-'Full Vintage Planner'!$C$8)*8+INT(CFB5*8)","v":-327272},null,null,"Time Step",null,{"$f":"(CFG4-'Full Vintage Planner'!$C$8)*8+INT(CFG5*8)","v":-327272}]
["Time Step",null,28,null,null,"Must Chill Flowrate",null,30,"kL/hr",null,"Cold Settling/Soak Finish Date",null,"2013-01-04",null,null,null,null,null,null,null,null,null,"Time Step",null,28,null,null,"Must Chill Flowrate",null,30,"kL/hr",null,"Cold Settling/Soak Finish Date",null,"2013-01-04",null,null,null,null,null,null,null,null,null,"Time Step",null,{"$f":"(AU5-'Full Vintage Planner'!$C$8)*8+INT(AU6*8)","v":548},null,null,"Must Chill Flowrate",null,30,"kL/hr",null,"Cold Settling/Soak Finish Date",null,"2013-01-04",null,null,null,null,null,null,null,null,null,"Time Step",null,{"$f":"(BQ5-'Full Vintage Planner'!$C$8)*8+INT(BQ6*8)","v":548},null,null,"Must Chill Flowrate",null,null,"kL/hr",null,"Cold Settling/Soak Finish Date",null,null,null,null,null,null,null,null,null,null,null,"Time Step",null,{"$f":"(CM5-'Full Vintage Planner'!$C$8)*8+INT(CM6*8)","v":538},null,null,"Must Chill Flowrate",null,null,"kL/hr",null,"Cold Settling/Soak Finish Date",null,null,null,null,null,null,null,null,null,null,null,"Time Step",null,{"$f":"(DI5-'Full Vintage Planner'!$C$8)*8+INT(DI6*8)","v":564},null,null,"Must Chill Flowrate",null,null,"kL/hr",null,"Cold Settling/Soak Finish Date",null,null,null,null,null,null,null,null,null,null,null,"Time Step",null,{"$f":"(EE5-'Full Vintage Planner'!$C$8)*8+INT(EE6*8)","v":554},null,null,"Must Chill Flowrate",null,null,"kL/hr",null,"Cold Settling/Soak Finish Date",null,null,null,null,null,null,null,null,null,null,null,"Time Step",null,{"$f":"(FA5-'Full Vintage Planner'!$C$8)*8+INT(FA6*8)","v":538},null,null,"Must Chill Flowrate",null,null,"kL/hr",null,"Cold Settling/Soak Finish Date",null,null,null,null,null,null,null,null,null,null,null,"Time Step",null,{"$f":"(FW5-'Full Vintage Planner'!$C$8)*8+INT(FW6*8)","v":550},null,null,"Must Chill Flowrate",null,null,"kL/hr",null,"Cold Settling/Soak Finish Date",null,null,null,null,null,null,null,null,null,null,null,"Time Step",null,{"$f":"(GS5-'Full Vintage Planner'!$C$8)*8+INT(GS6*8)","v":549},null,null,"Must Chill Flowrate",null,null,"kL/hr",null,"Cold Settling/Soak Finish Date",null,null,null,null,null,null,null,null,null,null,null,"Time Step",null,{"$f":"(HO5-'Full Vintage Planner'!$C$8)*8+INT(HO6*8)","v":546},null,null,"Must Chill Flowrate",null,null,"kL/hr",null,"Cold Settling/Soak Finish Date",null,null,null,null,null,null,null,null,null,null,null,"Time Step",null,{"$f":"(IK5-'Full Vintage Planner'!$C$8)*8+INT(IK6*8)","v":540},null,null,"Must Chill Flowrate",null,null,"kL/hr",null,"Cold Settling/Soak Finish Date",null,null,null,null,null,null,null,null,null,null,null,"Time Step",null,{"$f":"(JG5-'Full Vintage Planner'!$C$8)*8+INT(JG6*8)","v":563},null,null,"Must Chill Flowrate",null,null,"kL/hr",null,"Cold Settling/Soak Finish Date",null,null,null,null,null,null,null,null,null,null,null,"Time Step",null,{"$f":"(KC5-'Full Vintage Planner'!$C$8)*8+INT(KC6*8)","v":570},null,null,"Must Chill Flowrate",null,null,"kL/hr",null,"Cold Settling/Soak Finish Date",null,null,null,null,null,null,null,null,null,null,null,"Time Step",null,{"$f":"(KY5-'Full Vintage Planner'!$C$8)*8+INT(KY6*8)","v":554},null,null,"Must Chill Flowrate",null,null,"kL/hr",null,"Cold Settling/Soak Finish Date",null,null,null,null,null,null,null,null,null,null,null,"Time Step",null,{"$f":"(LU5-'Full Vintage Planner'!$C$8)*8+INT(LU6*8)","v":562},null,null,"Must Chill Flowrate",null,null,"kL/hr",null,"Cold Settling/Soak Finish Date",null,null,null,null,null,null,null,null,null,null,null,"Time Step",null,{"$f":"(MQ5-'Full Vintage Planner'!$C$8)*8+INT(MQ6*8)","v":530},null,null,"Must Chill Flowrate",null,null,"kL/hr",null,"Cold Settling/Soak Finish Date",null,null,null,null,null,null,null,null,null,null,null,"Time Step",null,{"$f":"(NM5-'Full Vintage Planner'!$C$8)*8+INT(NM6*8)","v":554},null,null,"Must Chill Flowrate",null,null,"kL/hr",null,"Cold Settling/Soak Finish Date",null,null,null,null,null,null,null,null,null,null,null,"Time Step",null,{"$f":"(OI5-'Full Vintage Planner'!$C$8)*8+INT(OI6*8)","v":541},null,null,"Must Chill Flowrate",null,null,"kL/hr",null,"Cold Settling/Soak Finish Date",null,null,null,null,null,null,null,null,null,null,null,"Time Step",null,{"$f":"(PE5-'Full Vintage Planner'!$C$8)*8+INT(PE6*8)","v":530},null,null,"Must Chill Flowrate",null,null,"kL/hr",null,"Cold Settling/Soak Finish Date",null,null,null,null,null,null,null,null,null,null,null,"Time Step",null,{"$f":"(QA5-'Full Vintage Planner'!$C$8)*8+INT(QA6*8)","v":555},null,null,"Must Chill Flowrate",null,null,"kL/hr",null,"Cold Settling/Soak Finish Date",null,null,null,null,null,null,null,null,null,null,null,"Time Step",null,{"$f":"(QW5-'Full Vintage Planner'!$C$8)*8+INT(QW6*8)","v":546},null,null,"Must Chill Flowrate",null,null,"kL/hr",null,"Cold Settling/Soak Finish Date",null,null,null,null,null,null,null,null,null,null,null,"Time Step",null,{"$f":"(RS5-'Full Vintage Planner'!$C$8)*8+INT(RS6*8)","v":548},null,null,"Must Chill Flowrate",null,null,"kL/hr",null,"Cold Settling/Soak Finish Date",null,null,null,null,null,null,null,null,null,null,null,"Time Step",null,{"$f":"(SO5-'Full Vintage Planner'!$C$8)*8+INT(SO6*8)","v":548},null,null,"Must Chill Flowrate",null,null,"kL/hr",null,"Cold Settling/Soak Finish Date",null,null,null,null,null,null,null,null,null,null,null,"Time Step",null,{"$f":"(TK5-'Full Vintage Planner'!$C$8)*8+INT(TK6*8)","v":538},null,null,"Must Chill Flowrate",null,null,"kL/hr",null,"Cold Settling/Soak Finish Date",null,null,null,null,null,null,null,null,null,null,null,"Time Step",null,{"$f":"(UG5-'Full Vintage Planner'!$C$8)*8+INT(UG6*8)","v":564},null,null,"Must Chill Flowrate",null,null,"kL/hr",null,"Cold Settling/Soak Finish Date",null,null,null,null,null,null,null,null,null,null,null,"Time Step",null,{"$f":"(VC5-'Full Vintage Planner'!$C$8)*8+INT(VC6*8)","v":554},null,null,"Must Chill Flowrate",null,null,"kL/hr",null,"Cold Settling/Soak Finish Date",null,null,null,null,null,null,null,null,null,null,null,"Time Step",null,{"$f":"(VY5-'Full Vintage Planner'!$C$8)*8+INT(VY6*8)","v":538},null,null,"Must Chill Flowrate",null,null,"kL/hr",null,"Cold Settling/Soak Finish Date",null,null,null,null,null,null,null,null,null,null,null,"Time Step",null,{"$f":"(WU5-'Full Vintage Planner'!$C$8)*8+INT(WU6*8)","v":550},null,null,"Must Chill Flowrate",null,null,"kL/hr",null,"Cold Settling/Soak Finish Date",null,null,null,null,null,null,null,null,null,null,null,"Time Step",null,{"$f":"(XQ5-'Full Vintage Planner'!$C$8)*8+INT(XQ6*8)","v":549},null,null,"Must Chill Flowrate",null,null,"kL/hr",null,"Cold Settling/Soak Finish Date",null,null,null,null,null,null,null,null,null,null,null,"Time Step",null,{"$f":"(YM5-'Full Vintage Planner'!$C$8)*8+INT(YM6*8)","v":546},null,null,"Must Chill Flowrate",null,null,"kL/hr",null,"Cold Settling/Soak Finish Date",null,null,null,null,null,null,null,null,null,null,null,"Time Step",null,{"$f":"(ZI5-'Full Vintage Planner'!$C$8)*8+INT(ZI6*8)","v":540},null,null,"Must Chill Flowrate",null,null,"kL/hr",null,"Cold Settling/Soak Finish Date",null,null,null,null,null,null,null,null,null,null,null,"Time Step",null,{"$f":"(AAE5-'Full Vintage Planner'!$C$8)*8+INT(AAE6*8)","v":563},null,null,"Must Chill Flowrate",null,null,"kL/hr",null,"Cold Settling/Soak Finish Date",null,null,null,null,null,null,null,null,null,null,null,"Time Step",null,{"$f":"(ABA5-'Full Vintage Planner'!$C$8)*8+INT(ABA6*8)","v":570},null,null,"Must Chill Flowrate",null,null,"kL/hr",null,"Cold Settling/Soak Finish Date",null,null,null,null,null,null,null,null,null,null,null,"Time Step",null,{"$f":"(ABW5-'Full Vintage Planner'!$C$8)*8+INT(ABW6*8)","v":554},null,null,"Must Chill Flowrate",null,null,"kL/hr",null,"Cold Settling/Soak Finish Date",null,null,null,null,null,null,null,null,null,null,null,"Time Step",null,{"$f":"(ACS5-'Full Vintage Planner'!$C$8)*8+INT(ACS6*8)","v":562},null,null,"Must Chill Flowrate",null,null,"kL/hr",null,"Cold Settling/Soak Finish Date",null,null,null,null,null,null,null,null,null,null,null,"Time Step",null,{"$f":"(ADO5-'Full Vintage Planner'!$C$8)*8+INT(ADO6*8)","v":530},null,null,"Must Chill Flowrate",null,null,"kL/hr",null,"Cold Settling/Soak Finish Date",null,null,null,null,null,null,null,null,null,null,null,"Time Step",null,{"$f":"(AEK5-'Full Vintage Planner'!$C$8)*8+INT(AEK6*8)","v":554},null,null,"Must Chill Flowrate",null,null,"kL/hr",null,"Cold Settling/Soak Finish Date",null,null,null,null,null,null,null,null,null,null,null,"Time Step",null,{"$f":"(AFG5-'Full Vintage Planner'!$C$8)*8+INT(AFG6*8)","v":541},null,null,"Must Chill Flowrate",null,null,"kL/hr",null,"Cold Settling/Soak Finish Date",null,null,null,null,null,null,null,null,null,null,null,"Time Step",null,{"$f":"(AGC5-'Full Vintage Planner'!$C$8)*8+INT(AGC6*8)","v":530},null,null,"Must Chill Flowrate",null,null,"kL/hr",null,"Cold Settling/Soak Finish Date",null,null,null,null,null,null,null,null,null,null,null,"Time Step",null,{"$f":"(AGY5-'Full Vintage Planner'!$C$8)*8+INT(AGY6*8)","v":555},null,null,"Must Chill Flowrate",null,null,"kL/hr",null,"Cold Settling/Soak Finish Date",null,null,null,null,null,null,null,null,null,null,null,"Time Step",null,{"$f":"(AHU5-'Full Vintage Planner'!$C$8)*8+INT(AHU6*8)","v":546},null,null,"Must Chill Flowrate",null,null,"kL/hr",null,"Cold Settling/Soak Finish Date",null,null,null,null,null,null,null,null,null,null,null,"Time Step",null,{"$f":"(AIQ5-'Full Vintage Planner'!$C$8)*8+INT(AIQ6*8)","v":548},null,null,"Must Chill Flowrate",null,null,"kL/hr",null,"Cold Settling/Soak Finish Date",null,null,null,null,null,null,null,null,null,null,null,"Time Step",null,{"$f":"(AJM5-'Full Vintage Planner'!$C$8)*8+INT(AJM6*8)","v":548},null,null,"Must Chill Flowrate",null,null,"kL/hr",null,"Cold Settling/Soak Finish Date",null,null,null,null,null,null,null,null,null,null,null,"Time Step",null,{"$f":"(AKI5-'Full Vintage Planner'!$C$8)*8+INT(AKI6*8)","v":538},null,null,"Must Chill Flowrate",null,null,"kL/hr",null,"Cold Settling/Soak Finish Date",null,null,null,null,null,null,null,null,null,null,null,"Time Step",null,{"$f":"(ALE5-'Full Vintage Planner'!$C$8)*8+INT(ALE6*8)","v":564},null,null,"Must Chill Flowrate",null,null,"kL/hr",null,"Cold Settling/Soak Finish Date",null,null,null,null,null,null,null,null,null,null,null,"Time Step",null,{"$f":"(AMA5-'Full Vintage Planner'!$C$8)*8+INT(AMA6*8)","v":554},null,null,"Must Chill Flowrate",null,null,"kL/hr",null,"Cold Settling/Soak Finish Date",null,null,null,null,null,null,null,null,null,null,null,"Time Step",null,{"$f":"(AMW5-'Full Vintage Planner'!$C$8)*8+INT(AMW6*8)","v":538},null,null,"Must Chill Flowrate",null,null,"kL/hr",null,"Cold Settling/Soak Finish Date",null,null,null,null,null,null,null,null,null,null,null,"Time Step",null,{"$f":"(ANS5-'Full Vintage Planner'!$C$8)*8+INT(ANS6*8)","v":550},null,null,"Must Chill Flowrate",null,null,"kL/hr",null,"Cold Settling/Soak Finish Date",null,null,null,null,null,null,null,null,null,null,null,"Time Step",null,{"$f":"(AOO5-'Full Vintage Planner'!$C$8)*8+INT(AOO6*8)","v":549},null,null,"Must Chill Flowrate",null,null,"kL/hr",null,"Cold Settling/Soak Finish Date",null,null,null,null,null,null,null,null,null,null,null,"Time Step",null,{"$f":"(APK5-'Full Vintage Planner'!$C$8)*8+INT(APK6*8)","v":546},null,null,"Must Chill Flowrate",null,null,"kL/hr",null,"Cold Settling/Soak Finish Date",null,null,null,null,null,null,null,null,null,null,null,"Time Step",null,{"$f":"(AQG5-'Full Vintage Planner'!$C$8)*8+INT(AQG6*8)","v":540},null,null,"Must Chill Flowrate",null,null,"kL/hr",null,"Cold Settling/Soak Finish Date",null,null,null,null,null,null,null,null,null,null,null,"Time Step",null,{"$f":"(ARC5-'Full Vintage Planner'!$C$8)*8+INT(ARC6*8)","v":563},null,null,"Must Chill Flowrate",null,null,"kL/hr",null,"Cold Settling/Soak Finish Date",null,null,null,null,null,null,null,null,null,null,null,"Time Step",null,{"$f":"(ARY5-'Full Vintage Planner'!$C$8)*8+INT(ARY6*8)","v":570},null,null,"Must Chill Flowrate",null,null,"kL/hr",null,"Cold Settling/Soak Finish Date",null,null,null,null,null,null,null,null,null,null,null,"Time Step",null,{"$f":"(ASU5-'Full Vintage Planner'!$C$8)*8+INT(ASU6*8)","v":554},null,null,"Must Chill Flowrate",null,null,"kL/hr",null,"Cold Settling/Soak Finish Date",null,null,null,null,null,null,null,null,null,null,null,"Time Step",null,{"$f":"(ATQ5-'Full Vintage Planner'!$C$8)*8+INT(ATQ6*8)","v":562},null,null,"Must Chill Flowrate",null,null,"kL/hr",null,"Cold Settling/Soak Finish Date",null,null,null,null,null,null,null,null,null,null,null,"Time Step",null,{"$f":"(AUM5-'Full Vintage Planner'!$C$8)*8+INT(AUM6*8)","v":530},null,null,"Must Chill Flowrate",null,null,"kL/hr",null,"Cold Settling/Soak Finish Date",null,null,null,null,null,null,null,null,null,null,null,"Time Step",null,{"$f":"(AVI5-'Full Vintage Planner'!$C$8)*8+INT(AVI6*8)","v":554},null,null,"Must Chill Flowrate",null,null,"kL/hr",null,"Cold Settling/Soak Finish Date",null,null,null,null,null,null,null,null,null,null,null,"Time Step",null,{"$f":"(AWE5-'Full Vintage Planner'!$C$8)*8+INT(AWE6*8)","v":541},null,null,"Must Chill Flowrate",null,null,"kL/hr",null,"Cold Settling/Soak Finish Date",null,null,null,null,null,null,null,null,null,null,null,"Time Step",null,{"$f":"(AXA5-'Full Vintage Planner'!$C$8)*8+INT(AXA6*8)","v":530},null,null,"Must Chill Flowrate",null,null,"kL/hr",null,"Cold Settling/Soak Finish Date",null,null,null,null,null,null,null,null,null,null,null,"Time Step",null,{"$f":"(AXW5-'Full Vintage Planner'!$C$8)*8+INT(AXW6*8)","v":555},null,null,"Must Chill Flowrate",null,null,"kL/hr",null,"Cold Settling/Soak Finish Date",null,null,null,null,null,null,null,null,null,null,null,"Time Step",null,{"$f":"(AYS5-'Full Vintage Planner'!$C$8)*8+INT(AYS6*8)","v":546},null,null,"Must Chill Flowrate",null,null,"kL/hr",null,"Cold Settling/Soak Finish Date",null,null,null,null,null,null,null,null,null,null,null,"Time Step",null,{"$f":"(AZO5-'Full Vintage Planner'!$C$8)*8+INT(AZO6*8)","v":548},null,null,"Must Chill Flowrate",null,null,"kL/hr",null,"Cold Settling/Soak Finish Date",null,null,null,null,null,null,null,null,null,null,null,"Time Step",null,{"$f":"(BAK5-'Full Vintage Planner'!$C$8)*8+INT(BAK6*8)","v":548},null,null,"Must Chill Flowrate",null,null,"kL/hr",null,"Cold Settling/Soak Finish Date",null,null,null,null,null,null,null,null,null,null,null,"Time Step",null,{"$f":"(BBG5-'Full Vintage Planner'!$C$8)*8+INT(BBG6*8)","v":538},null,null,"Must Chill Flowrate",null,null,"kL/hr",null,"Cold Settling/Soak Finish Date",null,null,null,null,null,null,null,null,null,null,null,"Time Step",null,{"$f":"(BCC5-'Full Vintage Planner'!$C$8)*8+INT(BCC6*8)","v":564},null,null,"Must Chill Flowrate",null,null,"kL/hr",null,"Cold Settling/Soak Finish Date",null,null,null,null,null,null,null,null,null,null,null,"Time Step",null,{"$f":"(BCY5-'Full Vintage Planner'!$C$8)*8+INT(BCY6*8)","v":554},null,null,"Must Chill Flowrate",null,null,"kL/hr",null,"Cold Settling/Soak Finish Date",null,null,null,null,null,null,null,null,null,null,null,"Time Step",null,{"$f":"(BDU5-'Full Vintage Planner'!$C$8)*8+INT(BDU6*8)","v":538},null,null,"Must Chill Flowrate",null,null,"kL/hr",null,"Cold Settling/Soak Finish Date",null,null,null,null,null,null,null,null,null,null,null,"Time Step",null,{"$f":"(BEQ5-'Full Vintage Planner'!$C$8)*8+INT(BEQ6*8)","v":550},null,null,"Must Chill Flowrate",null,null,"kL/hr",null,"Cold Settling/Soak Finish Date",null,null,null,null,null,null,null,null,null,null,null,"Time Step",null,{"$f":"(BFM5-'Full Vintage Planner'!$C$8)*8+INT(BFM6*8)","v":549},null,null,"Must Chill Flowrate",null,null,"kL/hr",null,"Cold Settling/Soak Finish Date",null,null,null,null,null,null,null,null,null,null,null,"Time Step",null,{"$f":"(BGI5-'Full Vintage Planner'!$C$8)*8+INT(BGI6*8)","v":546},null,null,"Must Chill Flowrate",null,null,"kL/hr",null,"Cold Settling/Soak Finish Date",null,null,null,null,null,null,null,null,null,null,null,"Time Step",null,{"$f":"(BHE5-'Full Vintage Planner'!$C$8)*8+INT(BHE6*8)","v":540},null,null,"Must Chill Flowrate",null,null,"kL/hr",null,"Cold Settling/Soak Finish Date",null,null,null,null,null,null,null,null,null,null,null,"Time Step",null,{"$f":"(BIA5-'Full Vintage Planner'!$C$8)*8+INT(BIA6*8)","v":563},null,null,"Must Chill Flowrate",null,null,"kL/hr",null,"Cold Settling/Soak Finish Date",null,null,null,null,null,null,null,null,null,null,null,"Time Step",null,{"$f":"(BIW5-'Full Vintage Planner'!$C$8)*8+INT(BIW6*8)","v":570},null,null,"Must Chill Flowrate",null,null,"kL/hr",null,"Cold Settling/Soak Finish Date",null,null,null,null,null,null,null,null,null,null,null,"Time Step",null,{"$f":"(BJS5-'Full Vintage Planner'!$C$8)*8+INT(BJS6*8)","v":554},null,null,"Must Chill Flowrate",null,null,"kL/hr",null,"Cold Settling/Soak Finish Date",null,null,null,null,null,null,null,null,null,null,null,"Time Step",null,{"$f":"(BKO5-'Full Vintage Planner'!$C$8)*8+INT(BKO6*8)","v":562},null,null,"Must Chill Flowrate",null,null,"kL/hr",null,"Cold Settling/Soak Finish Date",null,null,null,null,null,null,null,null,null,null,null,"Time Step",null,{"$f":"(BLK5-'Full Vintage Planner'!$C$8)*8+INT(BLK6*8)","v":530},null,null,"Must Chill Flowrate",null,null,"kL/hr",null,"Cold Settling/Soak Finish Date",null,null,null,null,null,null,null,null,null,null,null,"Time Step",null,{"$f":"(BMG5-'Full Vintage Planner'!$C$8)*8+INT(BMG6*8)","v":554},null,null,"Must Chill Flowrate",null,null,"kL/hr",null,"Cold Settling/Soak Finish Date",null,null,null,null,null,null,null,null,null,null,null,"Time Step",null,{"$f":"(BNC5-'Full Vintage Planner'!$C$8)*8+INT(BNC6*8)","v":541},null,null,"Must Chill Flowrate",null,null,"kL/hr",null,"Cold Settling/Soak Finish Date",null,null,null,null,null,null,null,null,null,null,null,"Time Step",null,{"$f":"(BNY5-'Full Vintage Planner'!$C$8)*8+INT(BNY6*8)","v":530},null,null,"Must Chill Flowrate",null,null,"kL/hr",null,"Cold Settling/Soak Finish Date",null,null,null,null,null,null,null,null,null,null,null,"Time Step",null,{"$f":"(BOU5-'Full Vintage Planner'!$C$8)*8+INT(BOU6*8)","v":555},null,null,"Must Chill Flowrate",null,null,"kL/hr",null,"Cold Settling/Soak Finish Date",null,null,null,null,null,null,null,null,null,null,null,"Time Step",null,{"$f":"(BPQ5-'Full Vintage Planner'!$C$8)*8+INT(BPQ6*8)","v":546},null,null,"Must Chill Flowrate",null,null,"kL/hr",null,"Cold Settling/Soak Finish Date",null,null,null,null,null,null,null,null,null,null,null,"Time Step",null,{"$f":"(BQM5-'Full Vintage Planner'!$C$8)*8+INT(BQM6*8)","v":548},null,null,"Must Chill Flowrate",null,null,"kL/hr",null,"Cold Settling/Soak Finish Date",null,null,null,null,null,null,null,null,null,null,null,"Time Step",null,{"$f":"(BRI5-'Full Vintage Planner'!$C$8)*8+INT(BRI6*8)","v":548},null,null,"Must Chill Flowrate",null,null,"kL/hr",null,"Cold Settling/Soak Finish Date",null,null,null,null,null,null,null,null,null,null,null,"Time Step",null,{"$f":"(BSE5-'Full Vintage Planner'!$C$8)*8+INT(BSE6*8)","v":538},null,null,"Must Chill Flowrate",null,null,"kL/hr",null,"Cold Settling/Soak Finish Date",null,null,null,null,null,null,null,null,null,null,null,"Time Step",null,{"$f":"(BTA5-'Full Vintage Planner'!$C$8)*8+INT(BTA6*8)","v":564},null,null,"Must Chill Flowrate",null,null,"kL/hr",null,"Cold Settling/Soak Finish Date",null,null,null,null,null,null,null,null,null,null,null,"Time Step",null,{"$f":"(BTW5-'Full Vintage Planner'!$C$8)*8+INT(BTW6*8)","v":554},null,null,"Must Chill Flowrate",null,null,"kL/hr",null,"Cold Settling/Soak Finish Date",null,null,null,null,null,null,null,null,null,null,null,"Time Step",null,{"$f":"(BUS5-'Full Vintage Planner'!$C$8)*8+INT(BUS6*8)","v":538},null,null,"Must Chill Flowrate",null,null,"kL/hr",null,"Cold Settling/Soak Finish Date",null,null,null,null,null,null,null,null,null,null,null,"Time Step",null,{"$f":"(BVO5-'Full Vintage Planner'!$C$8)*8+INT(BVO6*8)","v":550},null,null,"Must Chill Flowrate",null,null,"kL/hr",null,"Cold Settling/Soak Finish Date",null,null,null,null,null,null,null,null,null,null,null,"Time Step",null,{"$f":"(BWK5-'Full Vintage Planner'!$C$8)*8+INT(BWK6*8)","v":549},null,null,"Must Chill Flowrate",null,null,"kL/hr",null,"Cold Settling/Soak Finish Date",null,null,null,null,null,null,null,null,null,null,null,"Time Step",null,{"$f":"(BXG5-'Full Vintage Planner'!$C$8)*8+INT(BXG6*8)","v":546},null,null,"Must Chill Flowrate",null,null,"kL/hr",null,"Cold Settling/Soak Finish Date",null,null,null,null,null,null,null,null,null,null,null,"Time Step",null,{"$f":"(BYC5-'Full Vintage Planner'!$C$8)*8+INT(BYC6*8)","v":540},null,null,"Must Chill Flowrate",null,null,"kL/hr",null,"Cold Settling/Soak Finish Date",null,null,null,null,null,null,null,null,null,null,null,"Time Step",null,{"$f":"(BYY5-'Full Vintage Planner'!$C$8)*8+INT(BYY6*8)","v":563},null,null,"Must Chill Flowrate",null,null,"kL/hr",null,"Cold Settling/Soak Finish Date",null,null,null,null,null,null,null,null,null,null,null,"Time Step",null,{"$f":"(BZU5-'Full Vintage Planner'!$C$8)*8+INT(BZU6*8)","v":570},null,null,"Must Chill Flowrate",null,null,"kL/hr",null,"Cold Settling/Soak Finish Date",null,null,null,null,null,null,null,null,null,null,null,"Time Step",null,{"$f":"(CAQ5-'Full Vintage Planner'!$C$8)*8+INT(CAQ6*8)","v":554},null,null,"Must Chill Flowrate",null,null,"kL/hr",null,"Cold Settling/Soak Finish Date",null,null,null,null,null,null,null,null,null,null,null,"Time Step",null,{"$f":"(CBM5-'Full Vintage Planner'!$C$8)*8+INT(CBM6*8)","v":562},null,null,"Must Chill Flowrate",null,null,"kL/hr",null,"Cold Settling/Soak Finish Date",null,null,null,null,null,null,null,null,null,null,null,"Time Step",null,{"$f":"(CCI5-'Full Vintage Planner'!$C$8)*8+INT(CCI6*8)","v":530},null,null,"Must Chill Flowrate",null,null,"kL/hr",null,"Cold Settling/Soak Finish Date",null,null,null,null,null,null,null,null,null,null,null,"Time Step",null,{"$f":"(CDE5-'Full Vintage Planner'!$C$8)*8+INT(CDE6*8)","v":554},null,null,"Must Chill Flowrate",null,null,"kL/hr",null,"Cold Settling/Soak Finish Date",null,null,null,null,null,null,null,null,null,null,null,"Time Step",null,{"$f":"(CEA5-'Full Vintage Planner'!$C$8)*8+INT(CEA6*8)","v":541},null,null,"Must Chill Flowrate",null,null,"kL/hr",null,"Cold Settling/Soak Finish Date",null,null,null,null,null,null,null,null,null,null,null,"Time Step",null,{"$f":"(CEW5-'Full Vintage Planner'!$C$8)*8+INT(CEW6*8)","v":530},null,null,"Must Chill Flowrate",null,null,"kL/hr",null,"Cold Settling/Soak Finish Date"]
["Volume",null,267,"kL",null,"Inlet Juce Temp",null,15,"C",null,"Cold Settling/Soak Finish Time",null,"10:00:00",null,null,null,null,null,null,null,null,null,"Volume",null,250,"kL",null,"Inlet Juce Temp",null,15,"C",null,"Cold Settling/Soak Finish Time",null,"10:00:00",null,null,null,null,null,null,null,null,null,"Volume",null,250,"kL",null,"Inlet Juce Temp",null,15,"C",null,"Cold Settling/Soak Finish Time",null,"10:00:00",null,null,null,null,null,null,null,null,null,"Volume",null,250,"kL",null,"Inlet Juce Temp",null,null,"C",null,"Cold Settling/Soak Finish Time",null,null,null,null,null,null,null,null,null,null,null,"Volume",null,250,"kL",null,"Inlet Juce Temp",null,null,"C",null,"Cold Settling/Soak Finish Time",null,null,null,null,null,null,null,null,null,null,null,"Volume",null,250,"kL",null,"Inlet Juce Temp",null,null,"C",null,"Cold Settling/Soak Finish Time",null,null,null,null,null,null,null,null,null,null,null,"Volume",null,250,"kL",null,"Inlet Juce Temp",null,null,"C",null,"Cold Settling/Soak Finish Time",null,null,null,null,null,null,null,null,null,null,null,"Volume",null,250,"kL",null,"Inlet Juce Temp",null,null,"C",null,"Cold Settling/Soak Finish Time",null,null,null,null,null,null,null,null,null,null,null,"Volume",null,250,"kL",null,"Inlet Juce Temp",null,null,"C",null,"Cold Settling/Soak Finish Time",null,null,null,null,null,null,null,null,null,null,null,"Volume",null,250,"kL",null,"Inlet Juce Temp",null,null,"C",null,"Cold Settling/Soak Finish Time",null,null,null,null,null,null,null,null,null,null,null,"Volume",null,250,"kL",null,"Inlet Juce Temp",null,null,"C",null,"Cold Settling/Soak Finish Time",null,null,null,null,null,null,null,null,null,null,null,"Volume",null,250,"kL",null,"Inlet Juce Temp",null,null,"C",null,"Cold Settling/Soak Finish Time",null,null,null,null,null,null,null,null,null,null,null,"Volume",null,250,"kL",null,"Inlet Juce Temp",null,null,"C",null,"Cold Settling/Soak Finish Time",null,null,null,null,null,null,null,null,null,null,null,"Volume",null,250,"kL",null,"Inlet Juce Temp",null,null,"C",null,"Cold Settling/Soak Finish Time",null,null,null,null,null,null,null,null,null,null,null,"Volume",null,250,"kL",null,"Inlet Juce Temp",null,null,"C",null,"Cold Settling/Soak Finish Time",null,null,null,null,null,null,null,null,null,null,null,"Volume",null,250,"kL",null,"Inlet Juce Temp",null,null,"C",null,"Cold Settling/Soak Finish Time",null,null,null,null,null,null,null,null,null,null,null,"Volume",null,250,"kL",null,"Inlet Juce Temp",null,null,"C",null,"Cold Settling/Soak Finish Time",null,null,null,null,null,null,null,null,null,null,null,"Volume",null,250,"kL",null,"Inlet Juce Temp",null,null,"C",null,"Cold Settling/Soak Finish Time",null,null,null,null,null,null,null,null,null,null,null,"Volume",null,250,"kL",null,"Inlet Juce Temp",null,null,"C",null,"Cold Settling/Soak Finish Time",null,null,null,null,null,null,null,null,null,null,null,"Volume",null,250,"kL",null,"Inlet Juce Temp",null,null,"C",null,"Cold Settling/Soak Finish Time",null,null,null,null,null,null,null,null,null,null,null,"Volume",null,267,"kL",null,"Inlet Juce Temp",null,null,"C",null,"Cold Settling/Soak Finish Time",null,null,null,null,null,null,null,null,null,null,null,"Volume",null,250,"kL",null,"Inlet Juce Temp",null,null,"C",null,"Cold Settling/Soak Finish Time",null,null,null,null,null,null,null,null,null,null,null,"Volume",null,250,"kL",null,"Inlet Juce Temp",null,null,"C",null,"Cold Settling/Soak Finish Time",null,null,null,null,null,null,null,null,null,null,null,"Volume",null,250,"kL",null,"Inlet Juce Temp",null,null,"C",null,"Cold Settling/Soak Finish Time",null,null,null,null,null,null,null,null,null,null,null,"Volume",null,250,"kL",null,"Inlet Juce Temp",null,null,"C",null,"Cold Settling/Soak Finish Time",null,null,null,null,null,null,null,null,null,null,null,"Volume",null,250,"kL",null,"Inlet Juce Temp",null,null,"C",null,"Cold Settling/Soak Finish Time",null,null,null,null,null,null,null,null,null,null,null,"Volume",null,250,"kL",null,"Inlet Juce Temp",null,null,"C",null,"Cold Settling/Soak Finish Time",null,null,null,null,null,null,null,null,null,null,null,"Volume",null,250,"kL",null,"Inlet Juce Temp",null,null,"C",null,"Cold Settling/Soak Finish Time",null,null,null,null,null,null,null,null,null,null,null,"Volume",null,250,"kL",null,"Inlet Juce Temp",null,null,"C",null,"Cold Settling/Soak Finish Time",null,null,null,null,null,null,null,null,null,null,null,"Volume",null,250,"kL",null,"Inlet Juce Temp",null,null,"C",null,"Cold Settling/Soak Finish Time",null,null,null,null,null,null,null,null,null,null,null,"Volume",null,250,"kL",null,"Inlet Juce Temp",null,null,"C",null,"Cold Settling/Soak Finish Time",null,null,null,null,null,null,null,null,null,null,null,"Volume",null,250,"kL",null,"Inlet Juce Temp",null,null,"C",null,"Cold Settling/Soak Finish Time",null,null,null,null,null,null,null,null,null,null,null,"Volume",null,250,"kL",null,"Inlet Juce Temp",null,null,"C",null,"Cold Settling/Soak Finish Time",null,null,null,null,null,null,null,null,null,null,null,"Volume",null,250,"kL",null,"Inlet Juce Temp",null,null,"C",null,"Cold Settling/Soak Finish Time",null,null,null,null,null,null,null,null,null,null,null,"Volume",null,250,"kL",null,"Inlet Juce Temp",null,null,"C",null,"Cold Settling/Soak Finish Time",null,null,null,null,null,null,null,null,null,null,null,"Volume",null,250,"kL",null,"Inlet Juce Temp",null,null,"C",null,"Cold Settling/Soak Finish Time",null,null,null,null,null,null,null,null,null,null,null,"Volume",null,250,"kL",null,"Inlet Juce Temp",null,null,"C",null,"Cold Settling/Soak Finish Time",null,null,null,null,null,null,null,null,null,null,null,"Volume",null,250,"kL",null,"Inlet Juce Temp",null,null,"C",null,"Cold Settling/Soak Finish Time",null,null,null,null,null,null,null,null,null,null,null,"Volume",null,250,"kL",null,"Inlet Juce Temp",null,null,"C",null,"Cold Settling/Soak Finish Time",null,null,null,null,null,null,null,null,null,null,null,"Volume",null,250,"kL",null,"Inlet Juce Temp",null,null,"C",null,"Cold Settling/Soak Finish Time",null,null,null,null,null,null,null,null,null,null,null,"Volume",null,267,"kL",null,"Inlet Juce Temp",null,null,"C",null,"Cold Settling/Soak Finish Time",null,null,null,null,null,null,null,null,null,null,null,"Volume",null,250,"kL",null,"Inlet Juce Temp",null,null,"C",null,"Cold Settling/Soak Finish Time",null,null,null,null,null,null,null,null,null,null,null,"Volume",null,250,"kL",null,"Inlet Juce Temp",null,null,"C",null,"Cold Settling/Soak Finish Time",null,null,null,null,null,null,null,null,null,null,null,"Volume",null,250,"kL",null,"Inlet Juce Temp",null,null,"C",null,"Cold Settling/Soak Finish Time",null,null,null,null,null,null,null,null,null,null,null,"Volume",null,250,"kL",null,"Inlet Juce Temp",null,null,"C",null,"Cold Settling/Soak Finish Time",null,null,null,null,null,null,null,null,null,null,null,"Volume",null,250,"kL",null,"Inlet Juce Temp",null,null,"C",null,"Cold Settling/Soak Finish Time",null,null,null,null,null,null,null,null,null,null,null,"Volume",null,250,"kL",null,"Inlet Juce Temp",null,null,"C",null,"Cold Settling/Soak Finish Time",null,null,null,null,null,null,null,null,null,null,null,"Volume",null,250,"kL",null,"Inlet Juce Temp",null,null,"C",null,"Cold Settling/Soak Finish Time",null,null,null,null,null,null,null,null,null,null,null,"Volume",null,250,"kL",null,"Inlet Juce Temp",null,null,"C",null,"Cold Settling/Soak Finish Time",null,null,null,null,null,null,null,null,null,null,null,"Volume",null,250,"kL",null,"Inlet Juce Temp",null,null,"C",null,"Cold Settling/Soak Finish Time",null,null,null,null,null,null,null,null,null,null,null,"Volume",null,250,"kL",null,"Inlet Juce Temp",null,null,"C",null,"Cold Settling/Soak Finish Time",null,null,null,null,null,null,null,null,null,null,null,"Volume",null,250,"kL",null,"Inlet Juce Temp",null,null,"C",null,"Cold Settling/Soak Finish Time",null,null,null,null,null,null,null,null,null,null,null,"Volume",null,250,"kL",null,"Inlet Juce Temp",null,null,"C",null,"Cold Settling/Soak Finish Time",null,null,null,null,null,null,null,null,null,null,null,"Volume",null,250,"kL",null,"Inlet Juce Temp",null,null,"C",null,"Cold Settling/Soak Finish Time",null,null,null,null,null,null,null,null,null,null,null,"Volume",null,250,"kL",null,"Inlet Juce Temp",null,null,"C",null,"Cold Settling/Soak Finish Time",null,null,null,null,null,null,null,null,null,null,null,"Volume",null,250,"kL",null,"Inlet Juce Temp",null,null,"C",null,"Cold Settling/Soak Finish Time",null,null,null,null,null,null,null,null,null,null,null,"Volume",null,250,"kL",null,"Inlet Juce Temp",null,null,"C",null,"Cold Settling/Soak Finish Time",null,null,null,null,null,null,null,null,null,null,null,"Volume",null,250,"kL",null,"Inlet Juce Temp",null,null,"C",null,"Cold Settling/Soak Finish Time",null,null,null,null,null,null,null,null,null,null,null,"Volume",null,250,"kL",null,"Inlet Juce Temp",null,null,"C",null,"Cold Settling/Soak Finish Time",null,null,null,null,null,null,null,null,null,null,null,"Volume",null,250,"kL",null,"Inlet Juce Temp",null,null,"C",null,"Cold Settling/Soak Finish Time",null,null,null,null,null,null,null,null,null,null,null,"Volume",null,267,"kL",null,"Inlet Juce Temp",null,null,"C",null,"Cold Settling/Soak Finish Time",null,null,null,null,null,null,null,null,null,null,null,"Volume",null,250,"kL",null,"Inlet Juce Temp",null,null,"C",null,"Cold Settling/Soak Finish Time",null,null,null,null,null,null,null,null,null,null,null,"Volume",null,250,"kL",null,"Inlet Juce Temp",null,null,"C",null,"Cold Settling/Soak Finish Time",null,null,null,null,null,null,null,null,null,null,null,"Volume",null,250,"kL",null,"Inlet Juce Temp",null,null,"C",null,"Cold Settling/Soak Finish Time",null,null,null,null,null,null,null,null,null,null,null,"Volume",null,250,"kL",null,"Inlet Juce Temp",null,null,"C",null,"Cold Settling/Soak Finish Time",null,null,null,null,null,null,null,null,null,null,null,"Volume",null,250,"kL",null,"Inlet Juce Temp",null,null,"C",null,"Cold Settling/Soak Finish Time",null,null,null,null,null,null,null,null,null,null,null,"Volume",null,250,"kL",null,"Inlet Juce Temp",null,null,"C",null,"Cold Settling/Soak Finish Time",null,null,null,null,null,null,null,null,null,null,null,"Volume",null,250,"kL",null,"Inlet Juce Temp",null,null,"C",null,"Cold Settling/Soak Finish Time",null,null,null,null,null,null,null,null,null,null,null,"Volume",null,250,"kL",null,"Inlet Juce Temp",null,null,"C",null,"Cold Settling/Soak Finish Time",null,null,null,null,null,null,null,null,null,null,null,"Volume",null,250,"kL",null,"Inlet Juce Temp",null,null,"C",null,"Cold Settling/Soak Finish Time",null,null,null,null,null,null,null,null,null,null,null,"Volume",null,250,"kL",null,"Inlet Juce Temp",null,null,"C",null,"Cold Settling/Soak Finish Time",null,null,null,null,null,null,null,null,null,null,null,"Volume",null,250,"kL",null,"Inlet Juce Temp",null,null,"C",null,"Cold Settling/Soak Finish Time",null,null,null,null,null,null,null,null,null,null,null,"Volume",null,250,"kL",null,"Inlet Juce Temp",null,null,"C",null,"Cold Settling/Soak Finish Time",null,null,null,null,null,null,null,null,null,null,null,"Volume",null,250,"kL",null,"Inlet Juce Temp",null,null,"C",null,"Cold Settling/Soak Finish Time",null,null,null,null,null,null,null,null,null,null,null,"Volume",null,250,"kL",null,"Inlet Juce Temp",null,null,"C",null,"Cold Settling/Soak Finish Time",null,null,null,null,null,null,null,null,null,null,null,"Volume",null,250,"kL",null,"Inlet Juce Temp",null,null,"C",null,"Cold Settling/Soak Finish Time",null,null,null,null,null,null,null,null,null,null,null,"Volume",null,250,"kL",null,"Inlet Juce Temp",null,null,"C",null,"Cold Settling/Soak Finish Time",null,null,null,null,null,null,null,null,null,null,null,"Volume",null,250,"kL",null,"Inlet Juce Temp",null,null,"C",null,"Cold Settling/Soak Finish Time",null,null,null,null,null,null,null,null,null,null,null,"Volume",null,250,"kL",null,"Inlet Juce Temp",null,null,"C",null,"Cold Settling/Soak Finish Time",null,null,null,null,null,null,null,null,null,null,null,"Volume",null,250,"kL",null,"Inlet Juce Temp",null,null,"C",null,"Cold Settling/Soak Finish Time",null,null,null,null,null,null,null,null,null,null,null,"Volume",null,267,"kL",null,"Inlet Juce Temp",null,null,"C",null,"Cold Settling/Soak Finish Time",null,null,null,null,null,null,null,null,null,null,null,"Volume",null,250,"kL",null,"Inlet Juce Temp",null,null,"C",null,"Cold Settling/Soak Finish Time",null,null,null,null,null,null,null,null,null,null,null,"Volume",null,250,"kL",null,"Inlet Juce Temp",null,null,"C",null,"Cold Settling/Soak Finish Time",null,null,null,null,null,null,null,null,null,null,null,"Volume",null,250,"kL",null,"Inlet Juce Temp",null,null,"C",null,"Cold Settling/Soak Finish Time",null,null,null,null,null,null,null,null,null,null,null,"Volume",null,250,"kL",null,"Inlet Juce Temp",null,null,"C",null,"Cold Settling/Soak Finish Time",null,null,null,null,null,null,null,null,null,null,null,"Volume",null,250,"kL",null,"Inlet Juce Temp",null,null,"C",null,"Cold Settling/Soak Finish Time",null,null,null,null,null,null,null,null,null,null,null,"Volume",null,250,"kL",null,"Inlet Juce Temp",null,null,"C",null,"Cold Settling/Soak Finish Time",null,null,null,null,null,null,null,null,null,null,null,"Volume",null,250,"kL",null,"Inlet Juce Temp",null,null,"C",null,"Cold Settling/Soak Finish Time",null,null,null,null,null,null,null,null,null,null,null,"Volume",null,250,"kL",null,"Inlet Juce Temp",null,null,"C",null,"Cold Settling/Soak Finish Time",null,null,null,null,null,null,null,null,null,null,null,"Volume",null,250,"kL",null,"Inlet Juce Temp",null,null,"C",null,"Cold Settling/Soak Finish Time",null,null,null,null,null,null,null,null,null,null,null,"Volume",null,250,"kL",null,"Inlet Juce Temp",null,null,"C",null,"Cold Settling/Soak Finish Time",null,null,null,null,null,null,null,null,null,null,null,"Volume",null,250,"kL",null,"Inlet Juce Temp",null,null,"C",null,"Cold Settling/Soak Finish Time",null,null,null,null,null,null,null,null,null,null,null,"Volume",null,250,"kL",null,"Inlet Juce Temp",null,null,"C",null,"Cold Settling/Soak Finish Time",null,null,null,null,null,null,null,null,null,null,null,"Volume",null,250,"kL",null,"Inlet Juce Temp",null,null,"C",null,"Cold Settling/Soak Finish Time",null,null,null,null,null,null,null,null,null,null,null,"Volume",null,250,"kL",null,"Inlet Juce Temp",null,null,"C",null,"Cold Settling/Soak Finish Time",null,null,null,null,null,null,null,null,null,null,null,"Volume",null,250,"kL",null,"Inlet Juce Temp",null,null,"C",null,"Cold Settling/Soak Finish Time",null,null,null,null,null,null,null,null,null,null,null,"Volume",null,250,"kL",null,"Inlet Juce Temp",null,null,"C",null,"Cold Settling/Soak Finish Time",null,null,null,null,null,null,null,null,null,null,null,"Volume",null,250,"kL",null,"Inlet Juce Temp",null,null,"C",null,"Cold Settling/Soak Finish Time",null,null,null,null,null,null,null,null,null,null,null,"Volume",null,250,"kL",null,"Inlet Juce Temp",null,null,"C",null,"Cold Settling/Soak Finish Time",null,null,null,null,null,null,null,null,null,null,null,"Volume",null,250,"kL",null,"Inlet Juce Temp",null,null,"C",null,"Cold Settling/Soak Finish Time"]
["Initial Cell mass",null,null,"g/L",null,"Outlet Juice Temp",null,4,"C",null,"Time Step",null,27,null,null,null,null,null,null,null,null,null,"Initial Cell mass",null,null,"g/L",null,"Outlet Juice Temp",null,4,"C",null,"Time Step",null,27,null,null,null,null,null,null,null,null,null,"Initial Cell mass",null,null,"g/L",null,"Outlet Juice Temp",null,4,"C",null,"Time Step",null,27,null,null,null,null,null,null,null,null,null,"Initial Cell mass",null,null,"g/L",null,"Outlet Juice Temp",null,null,"C",null,"Time Step",null,{"$f":"(CA7-'Full Vintage Planner'!$C$8)*8+INT(CA8*8)","v":-327272},null,null,null,null,null,null,null,null,null,"Initial Cell mass",null,null,"g/L",null,"Outlet Juice Temp",null,null,"C",null,"Time Step",null,{"$f":"(CW7-'Full Vintage Planner'!$C$8)*8+INT(CW8*8)","v":-327272},null,null,null,null,null,null,null,null,null,"Initial Cell mass",null,null,"g/L",null,"Outlet Juice Temp",null,null,"C",null,"Time Step",null,{"$f":"(DS7-'Full Vintage Planner'!$C$8)*8+INT(DS8*8)","v":-327272},null,null,null,null,null,null,null,null,null,"Initial Cell mass",null,null,"g/L",null,"Outlet Juice Temp",null,null,"C",null,"Time Step",null,{"$f":"(EO7-'Full Vintage Planner'!$C$8)*8+INT(EO8*8)","v":-327272},null,null,null,null,null,null,null,null,null,"Initial Cell mass",null,null,"g/L",null,"Outlet Juice Temp",null,null,"C",null,"Time Step",null,{"$f":"(FK7-'Full Vintage Planner'!$C$8)*8+INT(FK8*8)","v":-327272},null,null,null,null,null,null,null,null,null,"Initial Cell mass",null,null,"g/L",null,"Outlet Juice Temp",null,null,"C",null,"Time Step",null,{"$f":"(GG7-'Full Vintage Planner'!$C$8)*8+INT(GG8*8)","v":-327272},null,null,null,null,null,null,null,null,null,"Initial Cell mass",null,null,"g/L",null,"Outlet Juice Temp",null,null,"C",null,"Time Step",null,{"$f":"(HC7-'Full Vintage Planner'!$C$8)*8+INT(HC8*8)","v":-327272},null,null,null,null,null,null,null,null,null,"Initial Cell mass",null,null,"g/L",null,"Outlet Juice Temp",null,null,"C",null,"Time Step",null,{"$f":"(HY7-'Full Vintage Planner'!$C$8)*8+INT(HY8*8)","v":-327272},null,null,null,null,null,null,null,null,null,"Initial Cell mass",null,null,"g/L",null,"Outlet Juice Temp",null,null,"C",null,"Time Step",null,{"$f":"(IU7-'Full Vintage Planner'!$C$8)*8+INT(IU8*8)","v":-327272},null,null,null,null,null,null,null,null,null,"Initial Cell mass",null,null,"g/L",null,"Outlet Juice Temp",null,null,"C",null,"Time Step",null,{"$f":"(JQ7-'Full Vintage Planner'!$C$8)*8+INT(JQ8*8)","v":-327272},null,null,null,null,null,null,null,null,null,"Initial Cell mass",null,null,"g/L",null,"Outlet Juice Temp",null,null,"C",null,"Time Step",null,{"$f":"(KM7-'Full Vintage Planner'!$C$8)*8+INT(KM8*8)","v":-327272},null,null,null,null,null,null,null,null,null,"Initial Cell mass",null,null,"g/L",null,"Outlet Juice Temp",null,null,"C",null,"Time Step",null,{"$f":"(LI7-'Full Vintage Planner'!$C$8)*8+INT(LI8*8)","v":-327272},null,null,null,null,null,null,null,null,null,"Initial Cell mass",null,null,"g/L",null,"Outlet Juice Temp",null,null,"C",null,"Time Step",null,{"$f":"(ME7-'Full Vintage Planner'!$C$8)*8+INT(ME8*8)","v":-327272},null,null,null,null,null,null,null,null,null,"Initial Cell mass",null,null,"g/L",null,"Outlet Juice Temp",null,null,"C",null,"Time Step",null,{"$f":"(NA7-'Full Vintage Planner'!$C$8)*8+INT(NA8*8)","v":-327272},null,null,null,null,null,null,null,null,null,"Initial Cell mass",null,null,"g/L",null,"Outlet Juice Temp",null,null,"C",null,"Time Step",null,{"$f":"(NW7-'Full Vintage Planner'!$C$8)*8+INT(NW8*8)","v":-327272},null,null,null,null,null,null,null,null,null,"Initial Cell mass",null,null,"g/L",null,"Outlet Juice Temp",null,null,"C",null,"Time Step",null,{"$f":"(OS7-'Full Vintage Planner'!$C$8)*8+INT(OS8*8)","v":-327272},null,null,null,null,null,null,null,null,null,"Initial Cell mass",null,null,"g/L",null,"Outlet Juice Temp",null,null,"C",null,"Time Step",null,{"$f":"(PO7-'Full Vintage Planner'!$C$8)*8+INT(PO8*8)","v":-327272},null,null,null,null,null,null,null,null,null,"Initial Cell mass",null,null,"g/L",null,"Outlet Juice Temp",null,null,"C",null,"Time Step",null,{"$f":"(QK7-'Full Vintage Planner'!$C$8)*8+INT(QK8*8)","v":-327272},null,null,null,null,null,null,null,null,null,"Initial Cell mass",null,null,"g/L",null,"Outlet Juice Temp",null,null,"C",null,"Time Step",null,{"$f":"(RG7-'Full Vintage Planner'!$C$8)*8+INT(RG8*8)","v":-327272},null,null,null,null,null,null,null,null,null,"Initial Cell mass",null,null,"g/L",null,"Outlet Juice Temp",null,null,"C",null,"Time Step",null,{"$f":"(SC7-'Full Vintage Planner'!$C$8)*8+INT(SC8*8)","v":-327272},null,null,null,null,null,null,null,null,null,"Initial Cell mass",null,null,"g/L",null,"Outlet Juice Temp",null,null,"C",null,"Time Step",null,{"$f":"(SY7-'Full Vintage Planner'!$C$8)*8+INT(SY8*8)","v":-327272},null,null,null,null,null,null,null,null,null,"Initial Cell mass",null,null,"g/L",null,"Outlet Juice Temp",null,null,"C",null,"Time Step",null,{"$f":"(TU7-'Full Vintage Planner'!$C$8)*8+INT(TU8*8)","v":-327272},null,null,null,null,null,null,null,null,null,"Initial Cell mass",null,null,"g/L",null,"Outlet Juice Temp",null,null,"C",null,"Time Step",null,{"$f":"(UQ7-'Full Vintage Planner'!$C$8)*8+INT(UQ8*8)","v":-327272},null,null,null,null,null,null,null,null,null,"Initial Cell mass",null,null,"g/L",null,"Outlet Juice Temp",null,null,"C",null,"Time Step",null,{"$f":"(VM7-'Full Vintage Planner'!$C$8)*8+INT(VM8*8)","v":-327272},null,null,null,null,null,null,null,null,null,"Initial Cell mass",null,null,"g/L",null,"Outlet Juice Temp",null,null,"C",null,"Time Step",null,{"$f":"(WI7-'Full Vintage Planner'!$C$8)*8+INT(WI8*8)","v":-327272},null,null,null,null,null,null,null,null,null,"Initial Cell mass",null,null,"g/L",null,"Outlet Juice Temp",null,null,"C",null,"Time Step",null,{"$f":"(XE7-'Full Vintage Planner'!$C$8)*8+INT(XE8*8)","v":-327272},null,null,null,null,null,null,null,null,null,"Initial Cell mass",null,null,"g/L",null,"Outlet Juice Temp",null,null,"C",null,"Time Step",null,{"$f":"(YA7-'Full Vintage Planner'!$C$8)*8+INT(YA8*8)","v":-327272},null,null,null,null,null,null,null,null,null,"Initial Cell mass",null,null,"g/L",null,"Outlet Juice Temp",null,null,"C",null,"Time Step",null,{"$f":"(YW7-'Full Vintage Planner'!$C$8)*8+INT(YW8*8)","v":-327272},null,null,null,null,null,null,null,null,null,"Initial Cell mass",null,null,"g/L",null,"Outlet Juice Temp",null,null,"C",null,"Time Step",null,{"$f":"(ZS7-'Full Vintage Planner'!$C$8)*8+INT(ZS8*8)","v":-327272},null,null,null,null,null,null,null,null,null,"Initial Cell mass",null,null,"g/L",null,"Outlet Juice Temp",null,null,"C",null,"Time Step",null,{"$f":"(AAO7-'Full Vintage Planner'!$C$8)*8+INT(AAO8*8)","v":-327272},null,null,null,null,null,null,null,null,null,"Initial Cell mass",null,null,"g/L",null,"Outlet Juice Temp",null,null,"C",null,"Time Step",null,{"$f":"(ABK7-'Full Vintage Planner'!$C$8)*8+INT(ABK8*8)","v":-327272},null,null,null,null,null,null,null,null,null,"Initial Cell mass",null,null,"g/L",null,"Outlet Juice Temp",null,null,"C",null,"Time Step",null,{"$f":"(ACG7-'Full Vintage Planner'!$C$8)*8+INT(ACG8*8)","v":-327272},null,null,null,null,null,null,null,null,null,"Initial Cell mass",null,null,"g/L",null,"Outlet Juice Temp",null,null,"C",null,"Time Step",null,{"$f":"(ADC7-'Full Vintage Planner'!$C$8)*8+INT(ADC8*8)","v":-327272},null,null,null,null,null,null,null,null,null,"Initial Cell mass",null,null,"g/L",null,"Outlet Juice Temp",null,null,"C",null,"Time Step",null,{"$f":"(ADY7-'Full Vintage Planner'!$C$8)*8+INT(ADY8*8)","v":-327272},null,null,null,null,null,null,null,null,null,"Initial Cell mass",null,null,"g/L",null,"Outlet Juice Temp",null,null,"C",null,"Time Step",null,{"$f":"(AEU7-'Full Vintage Planner'!$C$8)*8+INT(AEU8*8)","v":-327272},null,null,null,null,null,null,null,null,null,"Initial Cell mass",null,null,"g/L",null,"Outlet Juice Temp",null,null,"C",null,"Time Step",null,{"$f":"(AFQ7-'Full Vintage Planner'!$C$8)*8+INT(AFQ8*8)","v":-327272},null,null,null,null,null,null,null,null,null,"Initial Cell mass",null,null,"g/L",null,"Outlet Juice Temp",null,null,"C",null,"Time Step",null,{"$f":"(AGM7-'Full Vintage Planner'!$C$8)*8+INT(AGM8*8)","v":-327272},null,null,null,null,null,null,null,null,null,"Initial Cell mass",null,null,"g/L",null,"Outlet Juice Temp",null,null,"C",null,"Time Step",null,{"$f":"(AHI7-'Full Vintage Planner'!$C$8)*8+INT(AHI8*8)","v":-327272},null,null,null,null,null,null,null,null,null,"Initial Cell mass",null,null,"g/L",null,"Outlet Juice Temp",null,null,"C",null,"Time Step",null,{"$f":"(AIE7-'Full Vintage Planner'!$C$8)*8+INT(AIE8*8)","v":-327272},null,null,null,null,null,null,null,null,null,"Initial Cell mass",null,null,"g/L",null,"Outlet Juice Temp",null,null,"C",null,"Time Step",null,{"$f":"(AJA7-'Full Vintage Planner'!$C$8)*8+INT(AJA8*8)","v":-327272},null,null,null,null,null,null,null,null,null,"Initial Cell mass",null,null,"g/L",null,"Outlet Juice Temp",null,null,"C",null,"Time Step",null,{"$f":"(AJW7-'Full Vintage Planner'!$C$8)*8+INT(AJW8*8)","v":-327272},null,null,null,null,null,null,null,null,null,"Initial Cell mass",null,null,"g/L",null,"Outlet Juice Temp",null,null,"C",null,"Time Step",null,{"$f":"(AKS7-'Full Vintage Planner'!$C$8)*8+INT(AKS8*8)","v":-327272},null,null,null,null,null,null,null,null,null,"Initial Cell mass",null,null,"g/L",null,"Outlet Juice Temp",null,null,"C",null,"Time Step",null,{"$f":"(ALO7-'Full Vintage Planner'!$C$8)*8+INT(ALO8*8)","v":-327272},null,null,null,null,null,null,null,null,null,"Initial Cell mass",null,null,"g/L",null,"Outlet Juice Temp",null,null,"C",null,"Time Step",null,{"$f":"(AMK7-'Full Vintage Planner'!$C$8)*8+INT(AMK8*8)","v":-327272},null,null,null,null,null,null,null,null,null,"Initial Cell mass",null,null,"g/L",null,"Outlet Juice Temp",null,null,"C",null,"Time Step",null,{"$f":"(ANG7-'Full Vintage Planner'!$C$8)*8+INT(ANG8*8)","v":-327272},null,null,null,null,null,null,null,null,null,"Initial Cell mass",null,null,"g/L",null,"Outlet Juice Temp",null,null,"C",null,"Time Step",null,{"$f":"(AOC7-'Full Vintage Planner'!$C$8)*8+INT(AOC8*8)","v":-327272},null,null,null,null,null,null,null,null,null,"Initial Cell mass",null,null,"g/L",null,"Outlet Juice Temp",null,null,"C",null,"Time Step",null,{"$f":"(AOY7-'Full Vintage Planner'!$C$8)*8+INT(AOY8*8)","v":-327272},null,null,null,null,null,null,null,null,null,"Initial Cell mass",null,null,"g/L",null,"Outlet Juice Temp",null,null,"C",null,"Time Step",null,{"$f":"(APU7-'Full Vintage Planner'!$C$8)*8+INT(APU8*8)","v":-327272},null,null,null,null,null,null,null,null,null,"Initial Cell mass",null,null,"g/L",null,"Outlet Juice Temp",null,null,"C",null,"Time Step",null,{"$f":"(AQQ7-'Full Vintage Planner'!$C$8)*8+INT(AQQ8*8)","v":-327272},null,null,null,null,null,null,null,null,null,"Initial Cell mass",null,null,"g/L",null,"Outlet Juice Temp",null,null,"C",null,"Time Step",null,{"$f":"(ARM7-'Full Vintage Planner'!$C$8)*8+INT(ARM8*8)","v":-327272},null,null,null,null,null,null,null,null,null,"Initial Cell mass",null,null,"g/L",null,"Outlet Juice Temp",null,null,"C",null,"Time Step",null,{"$f":"(ASI7-'Full Vintage Planner'!$C$8)*8+INT(ASI8*8)","v":-327272},null,null,null,null,null,null,null,null,null,"Initial Cell mass",null,null,"g/L",null,"Outlet Juice Temp",null,null,"C",null,"Time Step",null,{"$f":"(ATE7-'Full Vintage Planner'!$C$8)*8+INT(ATE8*8)","v":-327272},null,null,null,null,null,null,null,null,null,"Initial Cell mass",null,null,"g/L",null,"Outlet Juice Temp",null,null,"C",null,"Time Step",null,{"$f":"(AUA7-'Full Vintage Planner'!$C$8)*8+INT(AUA8*8)","v":-327272},null,null,null,null,null,null,null,null,null,"Initial Cell mass",null,null,"g/L",null,"Outlet Juice Temp",null,null,"C",null,"Time Step",null,{"$f":"(AUW7-'Full Vintage Planner'!$C$8)*8+INT(AUW8*8)","v":-327272},null,null,null,null,null,null,null,null,null,"Initial Cell mass",null,null,"g/L",null,"Outlet Juice Temp",null,null,"C",null,"Time Step",null,{"$f":"(AVS7-'Full Vintage Planner'!$C$8)*8+INT(AVS8*8)","v":-327272},null,null,null,null,null,null,null,null,null,"Initial Cell mass",null,null,"g/L",null,"Outlet Juice Temp",null,null,"C",null,"Time Step",null,{"$f":"(AWO7-'Full Vintage Planner'!$C$8)*8+INT(AWO8*8)","v":-327272},null,null,null,null,null,null,null,null,null,"Initial Cell mass",null,null,"g/L",null,"Outlet Juice Temp",null,null,"C",null,"Time Step",null,{"$f":"(AXK7-'Full Vintage Planner'!$C$8)*8+INT(AXK8*8)","v":-327272},null,null,null,null,null,null,null,null,null,"Initial Cell mass",null,null,"g/L",null,"Outlet Juice Temp",null,null,"C",null,"Time Step",null,{"$f":"(AYG7-'Full Vintage Planner'!$C$8)*8+INT(AYG8*8)","v":-327272},null,null,null,null,null,null,null,null,null,"Initial Cell mass",null,null,"g/L",null,"Outlet Juice Temp",null,null,"C",null,"Time Step",null,{"$f":"(AZC7-'Full Vintage Planner'!$C$8)*8+INT(AZC8*8)","v":-327272},null,null,null,null,null,null,null,null,null,"Initial Cell mass",null,null,"g/L",null,"Outlet Juice Temp",null,null,"C",null,"Time Step",null,{"$f":"(AZY7-'Full Vintage Planner'!$C$8)*8+INT(AZY8*8)","v":-327272},null,null,null,null,null,null,null,null,null,"Initial Cell mass",null,null,"g/L",null,"Outlet Juice Temp",null,null,"C",null,"Time Step",null,{"$f":"(BAU7-'Full Vintage Planner'!$C$8)*8+INT(BAU8*8)","v":-327272},null,null,null,null,null,null,null,null,null,"Initial Cell mass",null,null,"g/L",null,"Outlet Juice Temp",null,null,"C",null,"Time Step",null,{"$f":"(BBQ7-'Full Vintage Planner'!$C$8)*8+INT(BBQ8*8)","v":-327272},null,null,null,null,null,null,null,null,null,"Initial Cell mass",null,null,"g/L",null,"Outlet Juice Temp",null,null,"C",null,"Time Step",null,{"$f":"(BCM7-'Full Vintage Planner'!$C$8)*8+INT(BCM8*8)","v":-327272},null,null,null,null,null,null,null,null,null,"Initial Cell mass",null,null,"g/L",null,"Outlet Juice Temp",null,null,"C",null,"Time Step",null,{"$f":"(BDI7-'Full Vintage Planner'!$C$8)*8+INT(BDI8*8)","v":-327272},null,null,null,null,null,null,null,null,null,"Initial Cell mass",null,null,"g/L",null,"Outlet Juice Temp",null,null,"C",null,"Time Step",null,{"$f":"(BEE7-'Full Vintage Planner'!$C$8)*8+INT(BEE8*8)","v":-327272},null,null,null,null,null,null,null,null,null,"Initial Cell mass",null,null,"g/L",null,"Outlet Juice Temp",null,null,"C",null,"Time Step",null,{"$f":"(BFA7-'Full Vintage Planner'!$C$8)*8+INT(BFA8*8)","v":-327272},null,null,null,null,null,null,null,null,null,"Initial Cell mass",null,null,"g/L",null,"Outlet Juice Temp",null,null,"C",null,"Time Step",null,{"$f":"(BFW7-'Full Vintage Planner'!$C$8)*8+INT(BFW8*8)","v":-327272},null,null,null,null,null,null,null,null,null,"Initial Cell mass",null,null,"g/L",null,"Outlet Juice Temp",null,null,"C",null,"Time Step",null,{"$f":"(BGS7-'Full Vintage Planner'!$C$8)*8+INT(BGS8*8)","v":-327272},null,null,null,null,null,null,null,null,null,"Initial Cell mass",null,null,"g/L",null,"Outlet Juice Temp",null,null,"C",null,"Time Step",null,{"$f":"(BHO7-'Full Vintage Planner'!$C$8)*8+INT(BHO8*8)","v":-327272},null,null,null,null,null,null,null,null,null,"Initial Cell mass",null,null,"g/L",null,"Outlet Juice Temp",null,null,"C",null,"Time Step",null,{"$f":"(BIK7-'Full Vintage Planner'!$C$8)*8+INT(BIK8*8)","v":-327272},null,null,null,null,null,null,null,null,null,"Initial Cell mass",null,null,"g/L",null,"Outlet Juice Temp",null,null,"C",null,"Time Step",null,{"$f":"(BJG7-'Full Vintage Planner'!$C$8)*8+INT(BJG8*8)","v":-327272},null,null,null,null,null,null,null,null,null,"Initial Cell mass",null,null,"g/L",null,"Outlet Juice Temp",null,null,"C",null,"Time Step",null,{"$f":"(BKC7-'Full Vintage Planner'!$C$8)*8+INT(BKC8*8)","v":-327272},null,null,null,null,null,null,null,null,null,"Initial Cell mass",null,null,"g/L",null,"Outlet Juice Temp",null,null,"C",null,"Time Step",null,{"$f":"(BKY7-'Full Vintage Planner'!$C$8)*8+INT(BKY8*8)","v":-327272},null,null,null,null,null,null,null,null,null,"Initial Cell mass",null,null,"g/L",null,"Outlet Juice Temp",null,null,"C",null,"Time Step",null,{"$f":"(BLU7-'Full Vintage Planner'!$C$8)*8+INT(BLU8*8)","v":-327272},null,null,null,null,null,null,null,null,null,"Initial Cell mass",null,null,"g/L",null,"Outlet Juice Temp",null,null,"C",null,"Time Step",null,{"$f":"(BMQ7-'Full Vintage Planner'!$C$8)*8+INT(BMQ8*8)","v":-327272},null,null,null,null,null,null,null,null,null,"Initial Cell mass",null,null,"g/L",null,"Outlet Juice Temp",null,null,"C",null,"Time Step",null,{"$f":"(BNM7-'Full Vintage Planner'!$C$8)*8+INT(BNM8*8)","v":-327272},null,null,null,null,null,null,null,null,null,"Initial Cell mass",null,null,"g/L",null,"Outlet Juice Temp",null,null,"C",null,"Time Step",null,{"$f":"(BOI7-'Full Vintage Planner'!$C$8)*8+INT(BOI8*8)","v":-327272},null,null,null,null,null,null,null,null,null,"Initial Cell mass",null,null,"g/L",null,"Outlet Juice Temp",null,null,"C",null,"Time Step",null,{"$f":"(BPE7-'Full Vintage Planner'!$C$8)*8+INT(BPE8*8)","v":-327272},null,null,null,null,null,null,null,null,null,"Initial Cell mass",null,null,"g/L",null,"Outlet Juice Temp",null,null,"C",null,"Time Step",null,{"$f":"(BQA7-'Full Vintage Planner'!$C$8)*8+INT(BQA8*8)","v":-327272},null,null,null,null,null,null,null,null,null,"Initial Cell mass",null,null,"g/L",null,"Outlet Juice Temp",null,null,"C",null,"Time Step",null,{"$f":"(BQW7-'Full Vintage Planner'!$C$8)*8+INT(BQW8*8)","v":-327272},null,null,null,null,null,null,null,null,null,"Initial Cell mass",null,null,"g/L",null,"Outlet Juice Temp",null,null,"C",null,"Time Step",null,{"$f":"(BRS7-'Full Vintage Planner'!$C$8)*8+INT(BRS8*8)","v":-327272},null,null,null,null,null,null,null,null,null,"Initial Cell mass",null,null,"g/L",null,"Outlet Juice Temp",null,null,"C",null,"Time Step",null,{"$f":"(BSO7-'Full Vintage Planner'!$C$8)*8+INT(BSO8*8)","v":-327272},null,null,null,null,null,null,null,null,null,"Initial Cell mass",null,null,"g/L",null,"Outlet Juice Temp",null,null,"C",null,"Time Step",null,{"$f":"(BTK7-'Full Vintage Planner'!$C$8)*8+INT(BTK8*8)","v":-327272},null,null,null,null,null,null,null,null,null,"Initial Cell mass",null,null,"g/L",null,"Outlet Juice Temp",null,null,"C",null,"Time Step",null,{"$f":"(BUG7-'Full Vintage Planner'!$C$8)*8+INT(BUG8*8)","v":-327272},null,null,null,null,null,null,null,null,null,"Initial Cell mass",null,null,"g/L",null,"Outlet Juice Temp",null,null,"C",null,"Time Step",null,{"$f":"(BVC7-'Full Vintage Planner'!$C$8)*8+INT(BVC8*8)","v":-327272},null,null,null,null,null,null,null,null,null,"Initial Cell mass",null,null,"g/L",null,"Outlet Juice Temp",null,null,"C",null,"Time Step",null,{"$f":"(BVY7-'Full Vintage Planner'!$C$8)*8+INT(BVY8*8)","v":-327272},null,null,null,null,null,null,null,null,null,"Initial Cell mass",null,null,"g/L",null,"Outlet Juice Temp",null,null,"C",null,"Time Step",null,{"$f":"(BWU7-'Full Vintage Planner'!$C$8)*8+INT(BWU8*8)","v":-327272},null,null,null,null,null,null,null,null,null,"Initial Cell mass",null,null,"g/L",null,"Outlet Juice Temp",null,null,"C",null,"Time Step",null,{"$f":"(BXQ7-'Full Vintage Planner'!$C$8)*8+INT(BXQ8*8)","v":-327272},null,null,null,null,null,null,null,null,null,"Initial Cell mass",null,null,"g/L",null,"Outlet Juice Temp",null,null,"C",null,"Time Step",null,{"$f":"(BYM7-'Full Vintage Planner'!$C$8)*8+INT(BYM8*8)","v":-327272},null,null,null,null,null,null,null,null,null,"Initial Cell mass",null,null,"g/L",null,"Outlet Juice Temp",null,null,"C",null,"Time Step",null,{"$f":"(BZI7-'Full Vintage Planner'!$C$8)*8+INT(BZI8*8)","v":-327272},null,null,null,null,null,null,null,null,null,"Initial Cell mass",null,null,"g/L",null,"Outlet Juice Temp",null,null,"C",null,"Time Step",null,{"$f":"(CAE7-'Full Vintage Planner'!$C$8)*8+INT(CAE8*8)","v":-327272},null,null,null,null,null,null,null,null,null,"Initial Cell mass",null,null,"g/L",null,"Outlet Juice Temp",null,null,"C",null,"Time Step",null,{"$f":"(CBA7-'Full Vintage Planner'!$C$8)*8+INT(CBA8*8)","v":-327272},null,null,null,null,null,null,null,null,null,"Initial Cell mass",null,null,"g/L",null,"Outlet Juice Temp",null,null,"C",null,"Time Step",null,{"$f":"(CBW7-'Full Vintage Planner'!$C$8)*8+INT(CBW8*8)","v":-327272},null,null,null,null,null,null,null,null,null,"Initial Cell mass",null,null,"g/L",null,"Outlet Juice Temp",null,null,"C",null,"Time Step",null,{"$f":"(CCS7-'Full Vintage Planner'!$C$8)*8+INT(CCS8*8)","v":-327272},null,null,null,null,null,null,null,null,null,"Initial Cell mass",null,null,"g/L",null,"Outlet Juice Temp",null,null,"C",null,"Time Step",null,{"$f":"(CDO7-'Full Vintage Planner'!$C$8)*8+INT(CDO8*8)","v":-327272},null,null,null,null,null,null,null,null,null,"Initial Cell mass",null,null,"g/L",null,"Outlet Juice Temp",null,null,"C",null,"Time Step",null,{"$f":"(CEK7-'Full Vintage Planner'!$C$8)*8+INT(CEK8*8)","v":-327272},null,null,null,null,null,null,null,null,null,"Initial Cell mass",null,null,"g/L",null,"Outlet Juice Temp",null,null,"C",null,"Time Step",null,{"$f":"(CFG7-'Full Vintage Planner'!$C$8)*8+INT(CFG8*8)","v":-327272}]
["Initial N",null,0.19700000000000001,"g/L",null,null,null,null,null,null,"Cold Settling/Soak Temperature",null,2,"C",null,null,null,null,null,null,null,null,"Initial N",null,0.25,"g/L",null,null,null,null,null,null,"Cold Settling/Soak Temperature",null,2,"C",null,null,null,null,null,null,null,null,"Initial N",null,0.2,"g/L",null,null,null,null,null,null,"Cold Settling/Soak Temperature",null,2,"C",null,null,null,null,null,null,null,null,"Initial N",null,0.13,"g/L",null,null,null,null,null,null,"Cold Settling/Soak Temperature",null,null,"C",null,null,null,null,null,null,null,null,"Initial N",null,0.2,"g/L",null,null,null,null,null,null,"Cold Settling/Soak Temperature",null,null,"C",null,null,null,null,null,null,null,null,"Initial N",null,0.14000000000000001,"g/L",null,null,null,null,null,null,"Cold Settling/Soak Temperature",null,null,"C",null,null,null,null,null,null,null,null,"Initial N",null,0.13,"g/L",null,null,null,null,null,null,"Cold Settling/Soak Temperature",null,null,"C",null,null,null,null,null,null,null,null,"Initial N",null,0.18,"g/L",null,null,null,null,null,null,"Cold Settling/Soak Temperature",null,null,"C",null,null,null,null,null,null,null,null,"Initial N",null,0.18,"g/L",null,null,null,null,null,null,"Cold Settling/Soak Temperature",null,null,"C",null,null,null,null,null,null,null,null,"Initial N",null,0.21,"g/L",null,null,null,null,null,null,"Cold Settling/Soak Temperature",null,null,"C",null,null,null,null,null,null,null,null,"Initial N",null,0.18,"g/L",null,null,null,null,null,null,"Cold Settling/Soak Temperature",null,null,"C",null,null,null,null,null,null,null,null,"Initial N",null,0.15,"g/L",null,null,null,null,null,null,"Cold Settling/Soak Temperature",null,null,"C",null,null,null,null,null,null,null,null,"Initial N",null,0.18,"g/L",null,null,null,null,null,null,"Cold Settling/Soak Temperature",null,null,"C",null,null,null,null,null,null,null,null,"Initial N",null,0.18,"g/L",null,null,null,null,null,null,"Cold Settling/Soak Temperature",null,null,"C",null,null,null,null,null,null,null,null,"Initial N",null,0.18,"g/L",null,null,null,null,null,null,"Cold Settling/Soak Temperature",null,null,"C",null,null,null,null,null,null,null,null,"Initial N",null,0.18,"g/L",null,null,null,null,null,null,"Cold Settling/Soak Temperature",null,null,"C",null,null,null,null,null,null,null,null,"Initial N",null,0.18,"g/L",null,null,null,null,null,null,"Cold Settling/Soak Temperature",null,null,"C",null,null,null,null,null,null,null,null,"Initial N",null,0.18,"g/L",null,null,null,null,null,null,"Cold Settling/Soak Temperature",null,null,"C",null,null,null,null,null,null,null,null,"Initial N",null,0.18,"g/L",null,null,null,null,null,null,"Cold Settling/Soak Temperature",null,null,"C",null,null,null,null,null,null,null,null,"Initial N",null,0.18,"g/L",null,null,null,null,null,null,"Cold Settling/Soak Temperature",null,null,"C",null,null,null,null,null,null,null,null,"Initial N",null,0.19700000000000001,"g/L",null,null,null,null,null,null,"Cold Settling/Soak Temperature",null,null,"C",null,null,null,null,null,null,null,null,"Initial N",null,0.25,"g/L",null,null,null,null,null,null,"Cold Settling/Soak Temperature",null,null,"C",null,null,null,null,null,null,null,null,"Initial N",null,0.18,"g/L",null,null,null,null,null,null,"Cold Settling/Soak Temperature",null,null,"C",null,null,null,null,null,null,null,null,"Initial N",null,0.18,"g/L",null,null,null,null,null,null,"Cold Settling/Soak Temperature",null,null,"C",null,null,null,null,null,null,null,null,"Initial N",null,0.2,"g/L",null,null,null,null,null,null,"Cold Settling/Soak Temperature",null,null,"C",null,null,null,null,null,null,null,null,"Initial N",null,0.14000000000000001,"g/L",null,null,null,null,null,null,"Cold Settling/Soak Temperature",null,null,"C",null,null,null,null,null,null,null,null,"Initial N",null,0.13,"g/L",null,null,null,null,null,null,"Cold Settling/Soak Temperature",null,null,"C",null,null,null,null,null,null,null,null,"Initial N",null,0.18,"g/L",null,null,null,null,null,null,"Cold Settling/Soak Temperature",null,null,"C",null,null,null,null,null,null,null,null,"Initial N",null,0.18,"g/L",null,null,null,null,null,null,"Cold Settling/Soak Temperature",null,null,"C",null,null,null,null,null,null,null,null,"Initial N",null,0.21,"g/L",null,null,null,null,null,null,"Cold Settling/Soak Temperature",null,null,"C",null,null,null,null,null,null,null,null,"Initial N",null,0.18,"g/L",null,null,null,null,null,null,"Cold Settling/Soak Temperature",null,null,"C",null,null,null,null,null,null,null,null,"Initial N",null,0.15,"g/L",null,null,null,null,null,null,"Cold Settling/Soak Temperature",null,null,"C",null,null,null,null,null,null,null,null,"Initial N",null,0.18,"g/L",null,null,null,null,null,null,"Cold Settling/Soak Temperature",null,null,"C",null,null,null,null,null,null,null,null,"Initial N",null,0.18,"g/L",null,null,null,null,null,null,"Cold Settling/Soak Temperature",null,null,"C",null,null,null,null,null,null,null,null,"Initial N",null,0.18,"g/L",null,null,null,null,null,null,"Cold Settling/Soak Temperature",null,null,"C",null,null,null,null,null,null,null,null,"Initial N",null,0.18,"g/L",null,null,null,null,null,null,"Cold Settling/Soak Temperature",null,null,"C",null,null,null,null,null,null,null,null,"Initial N",null,0.18,"g/L",null,null,null,null,null,null,"Cold Settling/Soak Temperature",null,null,"C",null,null,null,null,null,null,null,null,"Initial N",null,0.18,"g/L",null,null,null,null,null,null,"Cold Settling/Soak Temperature",null,null,"C",null,null,null,null,null,null,null,null,"Initial N",null,0.18,"g/L",null,null,null,null,null,null,"Cold Settling/Soak Temperature",null,null,"C",null,null,null,null,null,null,null,null,"Initial N",null,0.18,"g/L",null,null,null,null,null,null,"Cold Settling/Soak Temperature",null,null,"C",null,null,null,null,null,null,null,null,"Initial N",null,0.19700000000000001,"g/L",null,null,null,null,null,null,"Cold Settling/Soak Temperature",null,null,"C",null,null,null,null,null,null,null,null,"Initial N",null,0.25,"g/L",null,null,null,null,null,null,"Cold Settling/Soak Temperature",null,null,"C",null,null,null,null,null,null,null,null,"Initial N",null,0.18,"g/L",null,null,null,null,null,null,"Cold Settling/Soak Temperature",null,null,"C",null,null,null,null,null,null,null,null,"Initial N",null,0.18,"g/L",null,null,null,null,null,null,"Cold Settling/Soak Temperature",null,null,"C",null,null,null,null,null,null,null,null,"Initial N",null,0.2,"g/L",null,null,null,null,null,null,"Cold Settling/Soak Temperature",null,null,"C",null,null,null,null,null,null,null,null,"Initial N",null,0.14000000000000001,"g/L",null,null,null,null,null,null,"Cold Settling/Soak Temperature",null,null,"C",null,null,null,null,null,null,null,null,"Initial N",null,0.13,"g/L",null,null,null,null,null,null,"Cold Settling/Soak Temperature",null,null,"C",null,null,null,null,null,null,null,null,"Initial N",null,0.18,"g/L",null,null,null,null,null,null,"Cold Settling/Soak Temperature",null,null,"C",null,null,null,null,null,null,null,null,"Initial N",null,0.18,"g/L",null,null,null,null,null,null,"Cold Settling/Soak Temperature",null,null,"C",null,null,null,null,null,null,null,null,"Initial N",null,0.21,"g/L",null,null,null,null,null,null,"Cold Settling/Soak Temperature",null,null,"C",null,null,null,null,null,null,null,null,"Initial N",null,0.18,"g/L",null,null,null,null,null,null,"Cold Settling/Soak Temperature",null,null,"C",null,null,null,null,null,null,null,null,"Initial N",null,0.15,"g/L",null,null,null,null,null,null,"Cold Settling/Soak Temperature",null,null,"C",null,null,null,null,null,null,null,null,"Initial N",null,0.18,"g/L",null,null,null,null,null,null,"Cold Settling/Soak Temperature",null,null,"C",null,null,null,null,null,null,null,null,"Initial N",null,0.18,"g/L",null,null,null,null,null,null,"Cold Settling/Soak Temperature",null,null,"C",null,null,null,null,null,null,null,null,"Initial N",null,0.18,"g/L",null,null,null,null,null,null,"Cold Settling/Soak Temperature",null,null,"C",null,null,null,null,null,null,null,null,"Initial N",null,0.18,"g/L",null,null,null,null,null,null,"Cold Settling/Soak Temperature",null,null,"C",null,null,null,null,null,null,null,null,"Initial N",null,0.18,"g/L",null,null,null,null,null,null,"Cold Settling/Soak Temperature",null,null,"C",null,null,null,null,null,null,null,null,"Initial N",null,0.18,"g/L",null,null,null,null,null,null,"Cold Settling/Soak Temperature",null,null,"C",null,null,null,null,null,null,null,null,"Initial N",null,0.18,"g/L",null,null,null,null,null,null,"Cold Settling/Soak Temperature",null,null,"C",null,null,null,null,null,null,null,null,"Initial N",null,0.18,"g/L",null,null,null,null,null,null,"Cold Settling/Soak Temperature",null,null,"C",null,null,null,null,null,null,null,null,"Initial N",null,0.19700000000000001,"g/L",null,null,null,null,null,null,"Cold Settling/Soak Temperature",null,null,"C",null,null,null,null,null,null,null,null,"Initial N",null,0.25,"g/L",null,null,null,null,null,null,"Cold Settling/Soak Temperature",null,null,"C",null,null,null,null,null,null,null,null,"Initial N",null,0.18,"g/L",null,null,null,null,null,null,"Cold Settling/Soak Temperature",null,null,"C",null,null,null,null,null,null,null,null,"Initial N",null,0.18,"g/L",null,null,null,null,null,null,"Cold Settling/Soak Temperature",null,null,"C",null,null,null,null,null,null,null,null,"Initial N",null,0.2,"g/L",null,null,null,null,null,null,"Cold Settling/Soak Temperature",null,null,"C",null,null,null,null,null,null,null,null,"Initial N",null,0.14000000000000001,"g/L",null,null,null,null,null,null,"Cold Settling/Soak Temperature",null,null,"C",null,null,null,null,null,null,null,null,"Initial N",null,0.13,"g/L",null,null,null,null,null,null,"Cold Settling/Soak Temperature",null,null,"C",null,null,null,null,null,null,null,null,"Initial N",null,0.18,"g/L",null,null,null,null,null,null,"Cold Settling/Soak Temperature",null,null,"C",null,null,null,null,null,null,null,null,"Initial N",null,0.18,"g/L",null,null,null,null,null,null,"Cold Settling/Soak Temperature",null,null,"C",null,null,null,null,null,null,null,null,"Initial N",null,0.21,"g/L",null,null,null,null,null,null,"Cold Settling/Soak Temperature",null,null,"C",null,null,null,null,null,null,null,null,"Initial N",null,0.18,"g/L",null,null,null,null,null,null,"Cold Settling/Soak Temperature",null,null,"C",null,null,null,null,null,null,null,null,"Initial N",null,0.15,"g/L",null,null,null,null,null,null,"Cold Settling/Soak Temperature",null,null,"C",null,null,null,null,null,null,null,null,"Initial N",null,0.18,"g/L",null,null,null,null,null,null,"Cold Settling/Soak Temperature",null,null,"C",null,null,null,null,null,null,null,null,"Initial N",null,0.18,"g/L",null,null,null,null,null,null,"Cold Settling/Soak Temperature",null,null,"C",null,null,null,null,null,null,null,null,"Initial N",null,0.18,"g/L",null,null,null,null,null,null,"Cold Settling/Soak Temperature",null,null,"C",null,null,null,null,null,null,null,null,"Initial N",null,0.18,"g/L",null,null,null,null,null,null,"Cold Settling/Soak Temperature",null,null,"C",null,null,null,null,null,null,null,null,"Initial N",null,0.18,"g/L",null,null,null,null,null,null,"Cold Settling/Soak Temperature",null,null,"C",null,null,null,null,null,null,null,null,"Initial N",null,0.18,"g/L",null,null,null,null,null,null,"Cold Settling/Soak Temperature",null,null,"C",null,null,null,null,null,null,null,null,"Initial N",null,0.18,"g/L",null,null,null,null,null,null,"Cold Settling/Soak Temperature",null,null,"C",null,null,null,null,null,null,null,null,"Initial N",null,0.18,"g/L",null,null,null,null,null,null,"Cold Settling/Soak Temperature",null,null,"C",null,null,null,null,null,null,null,null,"Initial N",null,0.19700000000000001,"g/L",null,null,null,null,null,null,"Cold Settling/Soak Temperature",null,null,"C",null,null,null,null,null,null,null,null,"Initial N",null,0.25,"g/L",null,null,null,null,null,null,"Cold Settling/Soak Temperature",null,null,"C",null,null,null,null,null,null,null,null,"Initial N",null,0.18,"g/L",null,null,null,null,null,null,"Cold Settling/Soak Temperature",null,null,"C",null,null,null,null,null,null,null,null,"Initial N",null,0.18,"g/L",null,null,null,null,null,null,"Cold Settling/Soak Temperature",null,null,"C",null,null,null,null,null,null,null,null,"Initial N",null,0.2,"g/L",null,null,null,null,null,null,"Cold Settling/Soak Temperature",null,null,"C",null,null,null,null,null,null,null,null,"Initial N",null,0.14000000000000001,"g/L",null,null,null,null,null,null,"Cold Settling/Soak Temperature",null,null,"C",null,null,null,null,null,null,null,null,"Initial N",null,0.13,"g/L",null,null,null,null,null,null,"Cold Settling/Soak Temperature",null,null,"C",null,null,null,null,null,null,null,null,"Initial N",null,0.18,"g/L",null,null,null,null,null,null,"Cold Settling/Soak Temperature",null,null,"C",null,null,null,null,null,null,null,null,"Initial N",null,0.18,"g/L",null,null,null,null,null,null,"Cold Settling/Soak Temperature",null,null,"C",null,null,null,null,null,null,null,null,"Initial N",null,0.21,"g/L",null,null,null,null,null,null,"Cold Settling/Soak Temperature",null,null,"C",null,null,null,null,null,null,null,null,"Initial N",null,0.18,"g/L",null,null,null,null,null,null,"Cold Settling/Soak Temperature",null,null,"C",null,null,null,null,null,null,null,null,"Initial N",null,0.15,"g/L",null,null,null,null,null,null,"Cold Settling/Soak Temperature",null,null,"C",null,null,null,null,null,null,null,null,"Initial N",null,0.18,"g/L",null,null,null,null,null,null,"Cold Settling/Soak Temperature",null,null,"C",null,null,null,null,null,null,null,null,"Initial N",null,0.18,"g/L",null,null,null,null,null,null,"Cold Settling/Soak Temperature",null,null,"C",null,null,null,null,null,null,null,null,"Initial N",null,0.18,"g/L",null,null,null,null,null,null,"Cold Settling/Soak Temperature",null,null,"C",null,null,null,null,null,null,null,null,"Initial N",null,0.18,"g/L",null,null,null,null,null,null,"Cold Settling/Soak Temperature",null,null,"C",null,null,null,null,null,null,null,null,"Initial N",null,0.18,"g/L",null,null,null,null,null,null,"Cold Settling/Soak Temperature",null,null,"C",null,null,null,null,null,null,null,null,"Initial N",null,0.18,"g/L",null,null,null,null,null,null,"Cold Settling/Soak Temperature",null,null,"C",null,null,null,null,null,null,null,null,"Initial N",null,0.18,"g/L",null,null,null,null,null,null,"Cold Settling/Soak Temperature",null,null,"C",null,null,null,null,null,null,null,null,"Initial N",null,0.18,"g/L",null,null,null,null,null,null,"Cold Settling/Soak Temperature",null,null,"C"]
["Insulation U value",null,3,"W/m2/C",null,null,null,null,null,null,null,null,null,null,null,null,null,null,null,null,null,null,"Insulation U value",null,3,"W/m2/C",null,null,null,null,null,null,null,null,null,null,null,null,null,null,null,null,null,null,"Insulation U value",null,3,"W/m2/C",null,null,null,null,null,null,null,null,null,null,null,null,null,null,null,null,null,null,"Insulation U value",null,3,"W/m2/C",null,null,null,null,null,null,null,null,null,null,null,null,null,null,null,null,null,null,"Insulation U value",null,3,"W/m2/C",null,null,null,null,null,null,null,null,null,null,null,null,null,null,null,null,null,null,"Insulation U value",null,3,"W/m2/C",null,null,null,null,null,null,null,null,null,null,null,null,null,null,null,null,null,null,"Insulation U value",null,3,"W/m2/C",null,null,null,null,null,null,null,null,null,null,null,null,null,null,null,null,null,null,"Insulation U value",null,3,"W/m2/C",null,null,null,null,null,null,null,null,null,null,null,null,null,null,null,null,null,null,"Insulation U value",null,3,"W/m2/C",null,null,null,null,null,null,null,null,null,null,null,null,null,null,null,null,null,null,"Insulation U value",null,3,"W/m2/C",null,null,null,null,null,null,null,null,null,null,null,null,null,null,null,null,null,null,"Insulation U value",null,3,"W/m2/C",null,null,null,null,null,null,null,null,null,null,null,null,null,null,null,null,null,null,"Insulation U value",null,3,"W/m2/C",null,null,null,null,null,null,null,null,null,null,null,null,null,null,null,null,null,null,"Insulation U value",null,3,"W/m2/C",null,null,null,null,null,null,null,null,null,null,null,null,null,null,null,null,null,null,"Insulation U value",null,3,"W/m2/C",null,null,null,null,null,null,null,null,null,null,null,null,null,null,null,null,null,null,"Insulation U value",null,3,"W/m2/C",null,null,null,null,null,null,null,null,null,null,null,null,null,null,null,null,null,null,"Insulation U value",null,3,"W/m2/C",null,null,null,null,null,null,null,null,null,null,null,null,null,null,null,null,null,null,"Insulation U value",null,3,"W/m2/C",null,null,null,null,null,null,null,null,null,null,null,null,null,null,null,null,null,null,"Insulation U value",null,3,"W/m2/C",null,null,null,null,null,null,null,null,null,null,null,null,null,null,null,null,null,null,"Insulation U value",null,3,"W/m2/C",null,null,null,null,null,null,null,null,null,null,null,null,null,null,null,null,null,null,"Insulation U value",null,3,"W/m2/C",null,null,null,null,null,null,null,null,null,null,null,null,null,null,null,null,null,null,"Insulation U value",null,3,"W/m2/C",null,null,null,null,null,null,null,null,null,null,null,null,null,null,null,null,null,null,"Insulation U value",null,3,"W/m2/C",null,null,null,null,null,null,null,null,null,null,null,null,null,null,null,null,null,null,"Insulation U value",null,3,"W/m2/C",null,null,null,null,null,null,null,null,null,null,null,null,null,null,null,null,null,null,"Insulation U value",null,3,"W/m2/C",null,null,null,null,null,null,null,null,null,null,null,null,null,null,null,null,null,null,"Insulation U value",null,3,"W/m2/C",null,null,null,null,null,null,null,null,null,null,null,null,null,null,null,null,null,null,"Insulation U value",null,3,"W/m2/C",null,null,null,null,null,null,null,null,null,null,null,null,null,null,null,null,null,null,"Insulation U value",null,3,"W/m2/C",null,null,null,null,null,null,null,null,null,null,null,null,null,null,null,null,null,null,"Insulation U value",null,3,"W/m2/C",null,null,null,null,null,null,null,null,null,null,null,null,null,null,null,null,null,null,"Insulation U value",null,3,"W/m2/C",null,null,null,null,null,null,null,null,null,null,null,null,null,null,null,null,null,null,"Insulation U value",null,3,"W/m2/C",null,null,null,null,null,null,null,null,null,null,null,null,null,null,null,null,null,null,"Insulation U value",null,3,"W/m2/C",null,null,null,null,null,null,null,null,null,null,null,null,null,null,null,null,null,null,"Insulation U value",null,3,"W/m2/C",null,null,null,null,null,null,null,null,null,null,null,null,null,null,null,null,null,null,"Insulation U value",null,3,"W/m2/C",null,null,null,null,null,null,null,null,null,null,null,null,null,null,null,null,null,null,"Insulation U value",null,3,"W/m2/C",null,null,null,null,null,null,null,null,null,null,null,null,null,null,null,null,null,null,"Insulation U value",null,3,"W/m2/C",null,null,null,null,null,null,null,null,null,null,null,null,null,null,null,null,null,null,"Insulation U value",null,3,"W/m2/C",null,null,null,null,null,null,null,null,null,null,null,null,null,null,null,null,null,null,"Insulation U value",null,3,"W/m2/C",null,null,null,null,null,null,null,null,null,null,null,null,null,null,null,null,null,null,"Insulation U value",null,3,"W/m2/C",null,null,null,null,null,null,null,null,null,null,null,null,null,null,null,null,null,null,"Insulation U value",null,3,"W/m2/C",null,null,null,null,null,null,null,null,null,null,null,null,null,null,null,null,null,null,"Insulation U value",null,3,"W/m2/C",null,null,null,null,null,null,null,null,null,null,null,null,null,null,null,null,null,null,"Insulation U value",null,3,"W/m2/C",null,null,null,null,null,null,null,null,null,null,null,null,null,null,null,null,null,null,"Insulation U value",null,3,"W/m2/C",null,null,null,null,null,null,null,null,null,null,null,null,null,null,null,null,null,null,"Insulation U value",null,3,"W/m2/C",null,null,null,null,null,null,null,null,null,null,null,null,null,null,null,null,null,null,"Insulation U value",null,3,"W/m2/C",null,null,null,null,null,null,null,null,null,null,null,null,null,null,null,null,null,null,"Insulation U value",null,3,"W/m2/C",null,null,null,null,null,null,null,null,null,null,null,null,null,null,null,null,null,null,"Insulation U value",null,3,"W/m2/C",null,null,null,null,null,null,null,null,null,null,null,null,null,null,null,null,null,null,"Insulation U value",null,3,"W/m2/C",null,null,null,null,null,null,null,null,null,null,null,null,null,null,null,null,null,null,"Insulation U value",null,3,"W/m2/C",null,null,null,null,null,null,null,null,null,null,null,null,null,null,null,null,null,null,"Insulation U value",null,3,"W/m2/C",null,null,null,null,null,null,null,null,null,null,null,null,null,null,null,null,null,null,"Insulation U value",null,3,"W/m2/C",null,null,null,null,null,null,null,null,null,null,null,null,null,null,null,null,null,null,"Insulation U value",null,3,"W/m2/C",null,null,null,null,null,null,null,null,null,null,null,null,null,null,null,null,null,null,"Insulation U value",null,3,"W/m2/C",null,null,null,null,null,null,null,null,null,null,null,null,null,null,null,null,null,null,"Insulation U value",null,3,"W/m2/C",null,null,null,null,null,null,null,null,null,null,null,null,null,null,null,null,null,null,"Insulation U value",null,3,"W/m2/C",null,null,null,null,null,null,null,null,null,null,null,null,null,null,null,null,null,null,"Insulation U value",null,3,"W/m2/C",null,null,null,null,null,null,null,null,null,null,null,null,null,null,null,null,null,null,"Insulation U value",null,3,"W/m2/C",null,null,null,null,null,null,null,null,null,null,null,null,null,null,null,null,null,null,"Insulation U value",null,3,"W/m2/C",null,null,null,null,null,null,null,null,null,null,null,null,null,null,null,null,null,null,"Insulation U value",null,3,"W/m2/C",null,null,null,null,null,null,null,null,null,null,null,null,null,null,null,null,null,null,"Insulation U value",null,3,"W/m2/C",null,null,null,null,null,null,null,null,null,null,null,null,null,null,null,null,null,null,"Insulation U value",null,3,"W/m2/C",null,null,null,null,null,null,null,null,null,null,null,null,null,null,null,null,null,null,"Insulation U value",null,3,"W/m2/C",null,null,null,null,null,null,null,null,null,null,null,null,null,null,null,null,null,null,"Insulation U value",null,3,"W/m2/C",null,null,null,null,null,null,null,null,null,null,null,null,null,null,null,null,null,null,"Insulation U value",null,3,"W/m2/C",null,null,null,null,null,null,null,null,null,null,null,null,null,null,null,null,null,null,"Insulation U value",null,3,"W/m2/C",null,null,null,null,null,null,null,null,null,null,null,null,null,null,null,null,null,null,"Insulation U value",null,3,"W/m2/C",null,null,null,null,null,null,null,null,null,null,null,null,null,null,null,null,null,null,"Insulation U value",null,3,"W/m2/C",null,null,null,null,null,null,null,null,null,null,null,null,null,null,null,null,null,null,"Insulation U value",null,3,"W/m2/C",null,null,null,null,null,null,null,null,null,null,null,null,null,null,null,null,null,null,"Insulation U value",null,3,"W/m2/C",null,null,null,null,null,null,null,null,null,null,null,null,null,null,null,null,null,null,"Insulation U value",null,3,"W/m2/C",null,null,null,null,null,null,null,null,null,null,null,null,null,null,null,null,null,null,"Insulation U value",null,3,"W/m2/C",null,null,null,null,null,null,null,null,null,null,null,null,null,null,null,null,null,null,"Insulation U value",null,3,"W/m2/C",null,null,null,null,null,null,null,null,null,null,null,null,null,null,null,null,null,null,"Insulation U value",null,3,"W/m2/C",null,null,null,null,null,null,null,null,null,null,null,null,null,null,null,null,null,null,"Insulation U value",null,3,"W/m2/C",null,null,null,null,null,null,null,null,null,null,null,null,null,null,null,null,null,null,"Insulation U value",null,3,"W/m2/C",null,null,null,null,null,null,null,null,null,null,null,null,null,null,null,null,null,null,"Insulation U value",null,3,"W/m2/C",null,null,null,null,null,null,null,null,null,null,null,null,null,null,null,null,null,null,"Insulation U value",null,3,"W/m2/C",null,null,null,null,null,null,null,null,null,null,null,null,null,null,null,null,null,null,"Insulation U value",null,3,"W/m2/C",null,null,null,null,null,null,null,null,null,null,null,null,null,null,null,null,null,null,"Insulation U value",null,3,"W/m2/C",null,null,null,null,null,null,null,null,null,null,null,null,null,null,null,null,null,null,"Insulation U value",null,3,"W/m2/C",null,null,null,null,null,null,null,null,null,null,null,null,null,null,null,null,null,null,"Insulation U value",null,3,"W/m2/C",null,null,null,null,null,null,null,null,null,null,null,null,null,null,null,null,null,null,"Insulation U value",null,3,"W/m2/C",null,null,null,null,null,null,null,null,null,null,null,null,null,null,null,null,null,null,"Insulation U value",null,3,"W/m2/C",null,null,null,null,null,null,null,null,null,null,null,null,null,null,null,null,null,null,"Insulation U value",null,3,"W/m2/C",null,null,null,null,null,null,null,null,null,null,null,null,null,null,null,null,null,null,"Insulation U value",null,3,"W/m2/C",null,null,null,null,null,null,null,null,null,null,null,null,null,null,null,null,null,null,"Insulation U value",null,3,"W/m2/C",null,null,null,null,null,null,null,null,null,null,null,null,null,null,null,null,null,null,"Insulation U value",null,3,"W/m2/C",null,null,null,null,null,null,null,null,null,null,null,null,null,null,null,null,null,null,"Insulation U value",null,3,"W/m2/C",null,null,null,null,null,null,null,null,null,null,null,null,null,null,null,null,null,null,"Insulation U value",null,3,"W/m2/C",null,null,null,null,null,null,null,null,null,null,null,null,null,null,null,null,null,null,"Insulation U value",null,3,"W/m2/C",null,null,null,null,null,null,null,null,null,null,null,null,null,null,null,null,null,null,"Insulation U value",null,3,"W/m2/C",null,null,null,null,null,null,null,null,null,null,null,null,null,null,null,null,null,null,"Insulation U value",null,3,"W/m2/C",null,null,null,null,null,null,null,null,null,null,null,null,null,null,null,null,null,null,"Insulation U value",null,3,"W/m2/C",null,null,null,null,null,null,null,null,null,null,null,null,null,null,null,null,null,null,"Insulation U value",null,3,"W/m2/C",null,null,null,null,null,null,null,null,null,null,null,null,null,null,null,null,null,null,"Insulation U value",null,3,"W/m2/C",null,null,null,null,null,null,null,null,null,null,null,null,null,null,null,null,null,null,"Insulation U value",null,3,"W/m2/C",null,null,null,null,null,null,null,null,null,null,null,null,null,null,null,null,null,null,"Insulation U value",null,3,"W/m2/C",null,null,null,null,null,null,null,null,null,null,null,null,null,null,null,null,null,null,"Insulation U value",null,3,"W/m2/C",null,null,null,null,null,null,null,null,null,null,null,null,null,null,null,null,null,null,"Insulation U value",null,3,"W/m2/C",null,null,null,null,null,null,null,null,null,null,null,null,null,null,null,null,null,null,"Insulation U value",null,3,"W/m2/C",null,null,null,null,null,null,null,null,null,null,null,null,null,null,null,null,null,null,"Insulation U value",null,3,"W/m2/C"]
["Desired ferment duration",null,8,"days",null,null,null,null,null,null,null,null,null,null,null,null,null,null,null,null,null,null,"Desired ferment duration",null,10,"days",null,null,null,null,null,null,null,null,null,null,null,null,null,null,null,null,null,null,"Desired ferment duration",null,10,"days",null,null,null,null,null,null,null,null,null,null,null,null,null,null,null,null,null,null,"Desired ferment duration",null,7,"days",null,null,null,null,null,null,null,null,null,null,null,null,null,null,null,null,null,null,"Desired ferment duration",null,8,"days",null,null,null,null,null,null,null,null,null,null,null,null,null,null,null,null,null,null,"Desired ferment duration",null,8,"days",null,null,null,null,null,null,null,null,null,null,null,null,null,null,null,null,null,null,"Desired ferment duration",null,11.5,"days",null,null,null,null,null,null,null,null,null,null,null,null,null,null,null,null,null,null,"Desired ferment duration",null,9,"days",null,null,null,null,null,null,null,null,null,null,null,null,null,null,null,null,null,null,"Desired ferment duration",null,8,"days",null,null,null,null,null,null,null,null,null,null,null,null,null,null,null,null,null,null,"Desired ferment duration",null,8,"days",null,null,null,null,null,null,null,null,null,null,null,null,null,null,null,null,null,null,"Desired ferment duration",null,8,"days",null,null,null,null,null,null,null,null,null,null,null,null,null,null,null,null,null,null,"Desired ferment duration",null,8,"days",null,null,null,null,null,null,null,null,null,null,null,null,null,null,null,null,null,null,"Desired ferment duration",null,10,"days",null,null,null,null,null,null,null,null,null,null,null,null,null,null,null,null,null,null,"Desired ferment duration",null,8,"days",null,null,null,null,null,null,null,null,null,null,null,null,null,null,null,null,null,null,"Desired ferment duration",null,8,"days",null,null,null,null,null,null,null,null,null,null,null,null,null,null,null,null,null,null,"Desired ferment duration",null,8,"days",null,null,null,null,null,null,null,null,null,null,null,null,null,null,null,null,null,null,"Desired ferment duration",null,8,"days",null,null,null,null,null,null,null,null,null,null,null,null,null,null,null,null,null,null,"Desired ferment duration",null,8,"days",null,null,null,null,null,null,null,null,null,null,null,null,null,null,null,null,null,null,"Desired ferment duration",null,8,"days",null,null,null,null,null,null,null,null,null,null,null,null,null,null,null,null,null,null,"Desired ferment duration",null,5,"days",null,null,null,null,null,null,null,null,null,null,null,null,null,null,null,null,null,null,"Desired ferment duration",null,8,"days",null,null,null,null,null,null,null,null,null,null,null,null,null,null,null,null,null,null,"Desired ferment duration",null,8,"days",null,null,null,null,null,null,null,null,null,null,null,null,null,null,null,null,null,null,"Desired ferment duration",null,10,"days",null,null,null,null,null,null,null,null,null,null,null,null,null,null,null,null,null,null,"Desired ferment duration",null,7,"days",null,null,null,null,null,null,null,null,null,null,null,null,null,null,null,null,null,null,"Desired ferment duration",null,8,"days",null,null,null,null,null,null,null,null,null,null,null,null,null,null,null,null,null,null,"Desired ferment duration",null,8,"days",null,null,null,null,null,null,null,null,null,null,null,null,null,null,null,null,null,null,"Desired ferment duration",null,8,"days",null,null,null,null,null,null,null,null,null,null,null,null,null,null,null,null,null,null,"Desired ferment duration",null,9,"days",null,null,null,null,null,null,null,null,null,null,null,null,null,null,null,null,null,null,"Desired ferment duration",null,8,"days",null,null,null,null,null,null,null,null,null,null,null,null,null,null,null,null,null,null,"Desired ferment duration",null,8,"days",null,null,null,null,null,null,null,null,null,null,null,null,null,null,null,null,null,null,"Desired ferment duration",null,8,"days",null,null,null,null,null,null,null,null,null,null,null,null,null,null,null,null,null,null,"Desired ferment duration",null,8,"days",null,null,null,null,null,null,null,null,null,null,null,null,null,null,null,null,null,null,"Desired ferment duration",null,10,"days",null,null,null,null,null,null,null,null,null,null,null,null,null,null,null,null,null,null,"Desired ferment duration",null,8,"days",null,null,null,null,null,null,null,null,null,null,null,null,null,null,null,null,null,null,"Desired ferment duration",null,8,"days",null,null,null,null,null,null,null,null,null,null,null,null,null,null,null,null,null,null,"Desired ferment duration",null,8,"days",null,null,null,null,null,null,null,null,null,null,null,null,null,null,null,null,null,null,"Desired ferment duration",null,8,"days",null,null,null,null,null,null,null,null,null,null,null,null,null,null,null,null,null,null,"Desired ferment duration",null,8,"days",null,null,null,null,null,null,null,null,null,null,null,null,null,null,null,null,null,null,"Desired ferment duration",null,8,"days",null,null,null,null,null,null,null,null,null,null,null,null,null,null,null,null,null,null,"Desired ferment duration",null,5,"days",null,null,null,null,null,null,null,null,null,null,null,null,null,null,null,null,null,null,"Desired ferment duration",null,8,"days",null,null,null,null,null,null,null,null,null,null,null,null,null,null,null,null,null,null,"Desired ferment duration",null,8,"days",null,null,null,null,null,null,null,null,null,null,null,null,null,null,null,null,null,null,"Desired ferment duration",null,10,"days",null,null,null,null,null,null,null,null,null,null,null,null,null,null,null,null,null,null,"Desired ferment duration",null,7,"days",null,null,null,null,null,null,null,null,null,null,null,null,null,null,null,null,null,null,"Desired ferment duration",null,8,"days",null,null,null,null,null,null,null,null,null,null,null,null,null,null,null,null,null,null,"Desired ferment duration",null,8,"days",null,null,null,null,null,null,null,null,null,null,null,null,null,null,null,null,null,null,"Desired ferment duration",null,8,"days",null,null,null,null,null,null,null,null,null,null,null,null,null,null,null,null,null,null,"Desired ferment duration",null,9,"days",null,null,null,null,null,null,null,null,null,null,null,null,null,null,null,null,null,null,"Desired ferment duration",null,8,"days",null,null,null,null,null,null,null,null,null,null,null,null,null,null,null,null,null,null,"Desired ferment duration",null,8,"days",null,null,null,null,null,null,null,null,null,null,null,null,null,null,null,null,null,null,"Desired ferment duration",null,8,"days",null,null,null,null,null,null,null,null,null,null,null,null,null,null,null,null,null,null,"Desired ferment duration",null,8,"days",null,null,null,null,null,null,null,null,null,null,null,null,null,null,null,null,null,null,"Desired ferment duration",null,10,"days",null,null,null,null,null,null,null,null,null,null,null,null,null,null,null,null,null,null,"Desired ferment duration",null,8,"days",null,null,null,null,null,null,null,null,null,null,null,null,null,null,null,null,null,null,"Desired ferment duration",null,8,"days",null,null,null,null,null,null,null,null,null,null,null,null,null,null,null,null,null,null,"Desired ferment duration",null,8,"days",null,null,null,null,null,null,null,null,null,null,null,null,null,null,null,null,null,null,"Desired ferment duration",null,8,"days",null,null,null,null,null,null,null,null,null,null,null,null,null,null,null,null,null,null,"Desired ferment duration",null,8,"days",null,null,null,null,null,null,null,null,null,null,null,null,null,null,null,null,null,null,"Desired ferment duration",null,8,"days",null,null,null,null,null,null,null,null,null,null,null,null,null,null,null,null,null,null,"Desired ferment duration",null,5,"days",null,null,null,null,null,null,null,null,null,null,null,null,null,null,null,null,null,null,"Desired ferment duration",null,8,"days",null,null,null,null,null,null,null,null,null,null,null,null,null,null,null,null,null,null,"Desired ferment duration",null,8,"days",null,null,null,null,null,null,null,null,null,null,null,null,null,null,null,null,null,null,"Desired ferment duration",null,10,"days",null,null,null,null,null,null,null,null,null,null,null,null,null,null,null,null,null,null,"Desired ferment duration",null,7,"days",null,null,null,null,null,null,null,null,null,null,null,null,null,null,null,null,null,null,"Desired ferment duration",null,8,"days",null,null,null,null,null,null,null,null,null,null,null,null,null,null,null,null,null,null,"Desired ferment duration",null,8,"days",null,null,null,null,null,null,null,null,null,null,null,null,null,null,null,null,null,null,"Desired ferment duration",null,8,"days",null,null,null,null,null,null,null,null,null,null,null,null,null,null,null,null,null,null,"Desired ferment duration",null,9,"days",null,null,null,null,null,null,null,null,null,null,null,null,null,null,null,null,null,null,"Desired ferment duration",null,8,"days",null,null,null,null,null,null,null,null,null,null,null,null,null,null,null,null,null,null,"Desired ferment duration",null,8,"days",null,null,null,null,null,null,null,null,null,null,null,null,null,null,null,null,null,null,"Desired ferment duration",null,8,"days",null,null,null,null,null,null,null,null,null,null,null,null,null,null,null,null,null,null,"Desired ferment duration",null,8,"days",null,null,null,null,null,null,null,null,null,null,null,null,null,null,null,null,null,null,"Desired ferment duration",null,10,"days",null,null,null,null,null,null,null,null,null,null,null,null,null,null,null,null,null,null,"Desired ferment duration",null,8,"days",null,null,null,null,null,null,null,null,null,null,null,null,null,null,null,null,null,null,"Desired ferment duration",null,8,"days",null,null,null,null,null,null,null,null,null,null,null,null,null,null,null,null,null,null,"Desired ferment duration",null,8,"days",null,null,null,null,null,null,null,null,null,null,null,null,null,null,null,null,null,null,"Desired ferment duration",null,8,"days",null,null,null,null,null,null,null,null,null,null,null,null,null,null,null,null,null,null,"Desired ferment duration",null,8,"days",null,null,null,null,null,null,null,null,null,null,null,null,null,null,null,null,null,null,"Desired ferment duration",null,8,"days",null,null,null,null,null,null,null,null,null,null,null,null,null,null,null,null,null,null,"Desired ferment duration",null,5,"days",null,null,null,null,null,null,null,null,null,null,null,null,null,null,null,null,null,null,"Desired ferment duration",null,8,"days",null,null,null,null,null,null,null,null,null,null,null,null,null,null,null,null,null,null,"Desired ferment duration",null,8,"days",null,null,null,null,null,null,null,null,null,null,null,null,null,null,null,null,null,null,"Desired ferment duration",null,10,"days",null,null,null,null,null,null,null,null,null,null,null,null,null,null,null,null,null,null,"Desired ferment duration",null,7,"days",null,null,null,null,null,null,null,null,null,null,null,null,null,null,null,null,null,null,"Desired ferment duration",null,8,"days",null,null,null,null,null,null,null,null,null,null,null,null,null,null,null,null,null,null,"Desired ferment duration",null,8,"days",null,null,null,null,null,null,null,null,null,null,null,null,null,null,null,null,null,null,"Desired ferment duration",null,8,"days",null,null,null,null,null,null,null,null,null,null,null,null,null,null,null,null,null,null,"Desired ferment duration",null,9,"days",null,null,null,null,null,null,null,null,null,null,null,null,null,null,null,null,null,null,"Desired ferment duration",null,8,"days",null,null,null,null,null,null,null,null,null,null,null,null,null,null,null,null,null,null,"Desired ferment duration",null,8,"days",null,null,null,null,null,null,null,null,null,null,null,null,null,null,null,null,null,null,"Desired ferment duration",null,8,"days",null,null,null,null,null,null,null,null,null,null,null,null,null,null,null,null,null,null,"Desired ferment duration",null,8,"days",null,null,null,null,null,null,null,null,null,null,null,null,null,null,null,null,null,null,"Desired ferment duration",null,10,"days",null,null,null,null,null,null,null,null,null,null,null,null,null,null,null,null,null,null,"Desired ferment duration",null,8,"days",null,null,null,null,null,null,null,null,null,null,null,null,null,null,null,null,null,null,"Desired ferment duration",null,8,"days",null,null,null,null,null,null,null,null,null,null,null,null,null,null,null,null,null,null,"Desired ferment duration",null,8,"days",null,null,null,null,null,null,null,null,null,null,null,null,null,null,null,null,null,null,"Desired ferment duration",null,8,"days",null,null,null,null,null,null,null,null,null,null,null,null,null,null,null,null,null,null,"Desired ferment duration",null,8,"days",null,null,null,null,null,null,null,null,null,null,null,null,null,null,null,null,null,null,"Desired ferment duration",null,8,"days",null,null,null,null,null,null,null,null,null,null,null,null,null,null,null,null,null,null,"Desired ferment duration",null,5,"days"]
[]
["Prediction score",null,9.319154591478906,null,null,"Ex tank",null,123,null,null,null,null,null,null,null,null,null,null,null,null,null,null,"Prediction score",null,13.45593900083532,null,null,"Ex tank",null,123,null,null,null,null,null,null,null,null,null,null,null,null,null,null,"Prediction score",null,30.957928080826907,null,null,"Ex tank",null,123,null,null,null,null,null,null,null,null,null,null,null,null,null,null,"Prediction score",null,10.801254189644361,null,null,"Ex tank",null,null,null,null,null,null,null,null,null,null,null,null,null,null,null,null,"Prediction score",null,9.1575262913450555,null,null,"Ex tank",null,null,null,null,null,null,null,null,null,null,null,null,null,null,null,null,"Prediction score",null,16.586746136482741,null,null,"Ex tank",null,null,null,null,null,null,null,null,null,null,null,null,null,null,null,null,"Prediction score",null,60.899493882086418,null,null,"Ex tank",null,null,null,null,null,null,null,null,null,null,null,null,null,null,null,null,"Prediction score",null,7.0828338090197249,null,null,"Ex tank",null,null,null,null,null,null,null,null,null,null,null,null,null,null,null,null,"Prediction score",null,24.415796255182499,null,null,"Ex tank",null,null,null,null,null,null,null,null,null,null,null,null,null,null,null,null,"Prediction score",null,13.229227702088385,null,null,"Ex tank",null,null,null,null,null,null,null,null,null,null,null,null,null,null,null,null,"Prediction score",null,9.1390713075178045,null,null,"Ex tank",null,null,null,null,null,null,null,null,null,null,null,null,null,null,null,null,"Prediction score",null,10.629033561063448,null,null,"Ex tank",null,null,null,null,null,null,null,null,null,null,null,null,null,null,null,null,"Prediction score",null,4.9473269593188425,null,null,"Ex tank",null,null,null,null,null,null,null,null,null,null,null,null,null,null,null,null,"Prediction score",null,3.6063831671359394,null,null,"Ex tank",null,null,null,null,null,null,null,null,null,null,null,null,null,null,null,null,"Prediction score",null,9.9485648466842846,null,null,"Ex tank",null,null,null,null,null,null,null,null,null,null,null,null,null,null,null,null,"Prediction score",null,13.02930902709949,null,null,"Ex tank",null,null,null,null,null,null,null,null,null,null,null,null,null,null,null,null,"Prediction score",null,10.475051831017224,null,null,"Ex tank",null,null,null,null,null,null,null,null,null,null,null,null,null,null,null,null,"Prediction score",null,15.527313611454776,null,null,"Ex tank",null,null,null,null,null,null,null,null,null,null,null,null,null,null,null,null,"Prediction score",null,10.475051831017224,null,null,"Ex tank",null,null,null,null,null,null,null,null,null,null,null,null,null,null,null,null,"Prediction score",null,17.902387676870578,null,null,"Ex tank",null,null,null,null,null,null,null,null,null,null,null,null,null,null,null,null,"Prediction score",null,5.6967801224110399,null,null,"Ex tank",null,null,null,null,null,null,null,null,null,null,null,null,null,null,null,null,"Prediction score",null,30.886345517610163,null,null,"Ex tank",null,null,null,null,null,null,null,null,null,null,null,null,null,null,null,null,"Prediction score",null,22.41053288856541,null,null,"Ex tank",null,null,null,null,null,null,null,null,null,null,null,null,null,null,null,null,"Prediction score",null,10.270425950052527,null,null,"Ex tank",null,null,null,null,null,null,null,null,null,null,null,null,null,null,null,null,"Prediction score",null,10.475051831017224,null,null,"Ex tank",null,null,null,null,null,null,null,null,null,null,null,null,null,null,null,null,"Prediction score",null,16.660524790966722,null,null,"Ex tank",null,null,null,null,null,null,null,null,null,null,null,null,null,null,null,null,"Prediction score",null,19.494139802274937,null,null,"Ex tank",null,null,null,null,null,null,null,null,null,null,null,null,null,null,null,null,"Prediction score",null,7.0310732930149706,null,null,"Ex tank",null,null,null,null,null,null,null,null,null,null,null,null,null,null,null,null,"Prediction score",null,24.43800548879555,null,null,"Ex tank",null,null,null,null,null,null,null,null,null,null,null,null,null,null,null,null,"Prediction score",null,16.008286041858774,null,null,"Ex tank",null,null,null,null,null,null,null,null,null,null,null,null,null,null,null,null,"Prediction score",null,9.2053086091080072,null,null,"Ex tank",null,null,null,null,null,null,null,null,null,null,null,null,null,null,null,null,"Prediction score",null,10.54756498718378,null,null,"Ex tank",null,null,null,null,null,null,null,null,null,null,null,null,null,null,null,null,"Prediction score",null,4.9519925370375972,null,null,"Ex tank",null,null,null,null,null,null,null,null,null,null,null,null,null,null,null,null,"Prediction score",null,5.1906136425470901,null,null,"Ex tank",null,null,null,null,null,null,null,null,null,null,null,null,null,null,null,null,"Prediction score",null,10.682329887656511,null,null,"Ex tank",null,null,null,null,null,null,null,null,null,null,null,null,null,null,null,null,"Prediction score",null,13.835853738341097,null,null,"Ex tank",null,null,null,null,null,null,null,null,null,null,null,null,null,null,null,null,"Prediction score",null,10.475051831017224,null,null,"Ex tank",null,null,null,null,null,null,null,null,null,null,null,null,null,null,null,null,"Prediction score",null,14.395121195016484,null,null,"Ex tank",null,null,null,null,null,null,null,null,null,null,null,null,null,null,null,null,"Prediction score",null,10.475051831017224,null,null,"Ex tank",null,null,null,null,null,null,null,null,null,null,null,null,null,null,null,null,"Prediction score",null,16.334932602681647,null,null,"Ex tank",null,null,null,null,null,null,null,null,null,null,null,null,null,null,null,null,"Prediction score",null,5.5776089563550491,null,null,"Ex tank",null,null,null,null,null,null,null,null,null,null,null,null,null,null,null,null,"Prediction score",null,30.803138653273965,null,null,"Ex tank",null,null,null,null,null,null,null,null,null,null,null,null,null,null,null,null,"Prediction score",null,22.624924722206927,null,null,"Ex tank",null,null,null,null,null,null,null,null,null,null,null,null,null,null,null,null,"Prediction score",null,10.285276496409448,null,null,"Ex tank",null,null,null,null,null,null,null,null,null,null,null,null,null,null,null,null,"Prediction score",null,10.475051831017224,null,null,"Ex tank",null,null,null,null,null,null,null,null,null,null,null,null,null,null,null,null,"Prediction score",null,16.618762149197501,null,null,"Ex tank",null,null,null,null,null,null,null,null,null,null,null,null,null,null,null,null,"Prediction score",null,19.463985403435856,null,null,"Ex tank",null,null,null,null,null,null,null,null,null,null,null,null,null,null,null,null,"Prediction score",null,6.9564330864818098,null,null,"Ex tank",null,null,null,null,null,null,null,null,null,null,null,null,null,null,null,null,"Prediction score",null,24.428155802513295,null,null,"Ex tank",null,null,null,null,null,null,null,null,null,null,null,null,null,null,null,null,"Prediction score",null,15.465857708716253,null,null,"Ex tank",null,null,null,null,null,null,null,null,null,null,null,null,null,null,null,null,"Prediction score",null,9.2000257205076075,null,null,"Ex tank",null,null,null,null,null,null,null,null,null,null,null,null,null,null,null,null,"Prediction score",null,10.562657282493625,null,null,"Ex tank",null,null,null,null,null,null,null,null,null,null,null,null,null,null,null,null,"Prediction score",null,4.8696665950759392,null,null,"Ex tank",null,null,null,null,null,null,null,null,null,null,null,null,null,null,null,null,"Prediction score",null,6.3504363429271535,null,null,"Ex tank",null,null,null,null,null,null,null,null,null,null,null,null,null,null,null,null,"Prediction score",null,7.4437694169534998,null,null,"Ex tank",null,null,null,null,null,null,null,null,null,null,null,null,null,null,null,null,"Prediction score",null,13.150160070328479,null,null,"Ex tank",null,null,null,null,null,null,null,null,null,null,null,null,null,null,null,null,"Prediction score",null,10.475051831017224,null,null,"Ex tank",null,null,null,null,null,null,null,null,null,null,null,null,null,null,null,null,"Prediction score",null,15.856131112308557,null,null,"Ex tank",null,null,null,null,null,null,null,null,null,null,null,null,null,null,null,null,"Prediction score",null,10.475051831017224,null,null,"Ex tank",null,null,null,null,null,null,null,null,null,null,null,null,null,null,null,null,"Prediction score",null,14.356735477491426,null,null,"Ex tank",null,null,null,null,null,null,null,null,null,null,null,null,null,null,null,null,"Prediction score",null,6.4309040916335425,null,null,"Ex tank",null,null,null,null,null,null,null,null,null,null,null,null,null,null,null,null,"Prediction score",null,30.793658160432482,null,null,"Ex tank",null,null,null,null,null,null,null,null,null,null,null,null,null,null,null,null,"Prediction score",null,22.558546556063447,null,null,"Ex tank",null,null,null,null,null,null,null,null,null,null,null,null,null,null,null,null,"Prediction score",null,10.532996050966615,null,null,"Ex tank",null,null,null,null,null,null,null,null,null,null,null,null,null,null,null,null,"Prediction score",null,10.475051831017224,null,null,"Ex tank",null,null,null,null,null,null,null,null,null,null,null,null,null,null,null,null,"Prediction score",null,16.499499031827597,null,null,"Ex tank",null,null,null,null,null,null,null,null,null,null,null,null,null,null,null,null,"Prediction score",null,18.244561585758781,null,null,"Ex tank",null,null,null,null,null,null,null,null,null,null,null,null,null,null,null,null,"Prediction score",null,6.927510960197341,null,null,"Ex tank",null,null,null,null,null,null,null,null,null,null,null,null,null,null,null,null,"Prediction score",null,24.419265729388197,null,null,"Ex tank",null,null,null,null,null,null,null,null,null,null,null,null,null,null,null,null,"Prediction score",null,13.506744393043931,null,null,"Ex tank",null,null,null,null,null,null,null,null,null,null,null,null,null,null,null,null,"Prediction score",null,9.1243595628049032,null,null,"Ex tank",null,null,null,null,null,null,null,null,null,null,null,null,null,null,null,null,"Prediction score",null,10.572406468156569,null,null,"Ex tank",null,null,null,null,null,null,null,null,null,null,null,null,null,null,null,null,"Prediction score",null,4.7273134257192027,null,null,"Ex tank",null,null,null,null,null,null,null,null,null,null,null,null,null,null,null,null,"Prediction score",null,4.9726036014121311,null,null,"Ex tank",null,null,null,null,null,null,null,null,null,null,null,null,null,null,null,null,"Prediction score",null,7.9335866008269926,null,null,"Ex tank",null,null,null,null,null,null,null,null,null,null,null,null,null,null,null,null,"Prediction score",null,13.846988091122023,null,null,"Ex tank",null,null,null,null,null,null,null,null,null,null,null,null,null,null,null,null,"Prediction score",null,10.475051831017224,null,null,"Ex tank",null,null,null,null,null,null,null,null,null,null,null,null,null,null,null,null,"Prediction score",null,14.619379540707945,null,null,"Ex tank",null,null,null,null,null,null,null,null,null,null,null,null,null,null,null,null,"Prediction score",null,10.475051831017224,null,null,"Ex tank",null,null,null,null,null,null,null,null,null,null,null,null,null,null,null,null,"Prediction score",null,18.112302258395435,null,null,"Ex tank",null,null,null,null,null,null,null,null,null,null,null,null,null,null,null,null,"Prediction score",null,5.9825363895520569,null,null,"Ex tank",null,null,null,null,null,null,null,null,null,null,null,null,null,null,null,null,"Prediction score",null,30.816988812833916,null,null,"Ex tank",null,null,null,null,null,null,null,null,null,null,null,null,null,null,null,null,"Prediction score",null,22.306221279303422,null,null,"Ex tank",null,null,null,null,null,null,null,null,null,null,null,null,null,null,null,null,"Prediction score",null,10.543507779831414,null,null,"Ex tank",null,null,null,null,null,null,null,null,null,null,null,null,null,null,null,null,"Prediction score",null,10.475051831017224,null,null,"Ex tank",null,null,null,null,null,null,null,null,null,null,null,null,null,null,null,null,"Prediction score",null,16.580835255000167,null,null,"Ex tank",null,null,null,null,null,null,null,null,null,null,null,null,null,null,null,null,"Prediction score",null,19.560289007843526,null,null,"Ex tank",null,null,null,null,null,null,null,null,null,null,null,null,null,null,null,null,"Prediction score",null,6.9397020584302149,null,null,"Ex tank",null,null,null,null,null,null,null,null,null,null,null,null,null,null,null,null,"Prediction score",null,24.727819941762316,null,null,"Ex tank",null,null,null,null,null,null,null,null,null,null,null,null,null,null,null,null,"Prediction score",null,16.986931502313947,null,null,"Ex tank",null,null,null,null,null,null,null,null,null,null,null,null,null,null,null,null,"Prediction score",null,9.1468310031034346,null,null,"Ex tank",null,null,null,null,null,null,null,null,null,null,null,null,null,null,null,null,"Prediction score",null,10.527823237241481,null,null,"Ex tank",null,null,null,null,null,null,null,null,null,null,null,null,null,null,null,null,"Prediction score",null,5.5120540547565069,null,null,"Ex tank",null,null,null,null,null,null,null,null,null,null,null,null,null,null,null,null,"Prediction score",null,5.4352351287798806,null,null,"Ex tank",null,null,null,null,null,null,null,null,null,null,null,null,null,null,null,null,"Prediction score",null,11.023979367373672,null,null,"Ex tank",null,null,null,null,null,null,null,null,null,null,null,null,null,null,null,null,"Prediction score",null,13.911665972698671,null,null,"Ex tank",null,null,null,null,null,null,null,null,null,null,null,null,null,null,null,null,"Prediction score",null,10.475051831017224,null,null,"Ex tank",null,null,null,null,null,null,null,null,null,null,null,null,null,null,null,null,"Prediction score",null,16.683445739796539,null,null,"Ex tank",null,null,null,null,null,null,null,null,null,null,null,null,null,null,null,null,"Prediction score",null,10.475051831017224,null,null,"Ex tank",null,null,null,null,null,null,null,null,null,null,null,null,null,null,null,null,"Prediction score",null,13.919664665106444,null,null,"Ex tank"]
["Refrigeration cost",null,1167.5774799968412,null,null,"Yeast type",null,"Yeast AWRI1234",null,null,null,"Update Ferment 1 Prediction",null,null,null,null,null,null,null,null,null,null,"Refrigeration cost",null,1123.1478175556065,null,null,"Yeast type",null,"Yeast AWRI1234",null,null,null,"Update Ferment 2 Prediction",null,null,null,null,null,null,null,null,null,null,"Refrigeration cost",null,1261.6866953212591,null,null,"Yeast type",null,"Yeast AWRI1234",null,null,null,"Update Ferment 3 Prediction",null,null,null,null,null,null,null,null,null,null,"Refrigeration cost",null,1314.37017164348,null,null,"Yeast type",null,null,null,null,null,"Update Ferment 4 Prediction",null,null,null,null,null,null,null,null,null,null,"Refrigeration cost",null,1049.726080739156,null,null,"Yeast type",null,null,null,null,null,"Update Ferment 5 Prediction",null,null,null,null,null,null,null,null,null,null,"Refrigeration cost",null,977.18151196821623,null,null,"Yeast type",null,null,null,null,null,"Update Ferment 6 Prediction",null,null,null,null,null,null,null,null,null,null,"Refrigeration cost",null,1203.3674798043266,null,null,"Yeast type",null,null,null,null,null,"Update Ferment 7 Prediction",null,null,null,null,null,null,null,null,null,null,"Refrigeration cost",null,1199.4386556974873,null,null,"Yeast type",null,null,null,null,null,"Update Ferment 8 Prediction",null,null,null,null,null,null,null,null,null,null,"Refrigeration cost",null,1175.5559484352266,null,null,"Yeast type",null,null,null,null,null,"Update Ferment 9 Prediction",null,null,null,null,null,null,null,null,null,null,"Refrigeration cost",null,1120.5920697748718,null,null,"Yeast type",null,null,null,null,null,"Update Ferment 10 Prediction",null,null,null,null,null,null,null,null,null,null,"Refrigeration cost",null,1308.1988182322414,null,null,"Yeast type",null,null,null,null,null,"Update Ferment 11 Prediction",null,null,null,null,null,null,null,null,null,null,"Refrigeration cost",null,1508.0034900520459,null,null,"Yeast type",null,null,null,null,null,"Update Ferment 12 Prediction",null,null,null,null,null,null,null,null,null,null,"Refrigeration cost",null,1254.3843534278269,null,null,"Yeast type",null,null,null,null,null,"Update Ferment 13 Prediction",null,null,null,null,null,null,null,null,null,null,"Refrigeration cost",null,1239.8455764154473,null,null,"Yeast type",null,null,null,null,null,"Update Ferment 14 Prediction",null,null,null,null,null,null,null,null,null,null,"Refrigeration cost",null,1221.6412423489789,null,null,"Yeast type",null,null,null,null,null,"Update Ferment 15 Prediction",null,null,null,null,null,null,null,null,null,null,"Refrigeration cost",null,1309.681182901169,null,null,"Yeast type",null,null,null,null,null,"Update Ferment 16 Prediction",null,null,null,null,null,null,null,null,null,null,"Refrigeration cost",null,56.712204643172974,null,null,"Yeast type",null,null,null,null,null,"Update Ferment 17 Prediction",null,null,null,null,null,null,null,null,null,null,"Refrigeration cost",null,1267.2111698677832,null,null,"Yeast type",null,null,null,null,null,"Update Ferment 18 Prediction",null,null,null,null,null,null,null,null,null,null,"Refrigeration cost",null,56.712204643172974,null,null,"Yeast type",null,null,null,null,null,"Update Ferment 19 Prediction",null,null,null,null,null,null,null,null,null,null,"Refrigeration cost",null,1258.5531601501839,null,null,"Yeast type",null,null,null,null,null,"Update Ferment 20 Prediction",null,null,null,null,null,null,null,null,null,null,"Refrigeration cost",null,1367.9093398901816,null,null,"Yeast type",null,null,null,null,null,"Update Ferment 21 Prediction",null,null,null,null,null,null,null,null,null,null,"Refrigeration cost",null,1411.5815636669497,null,null,"Yeast type",null,null,null,null,null,"Update Ferment 22 Prediction",null,null,null,null,null,null,null,null,null,null,"Refrigeration cost",null,1283.159348853585,null,null,"Yeast type",null,null,null,null,null,"Update Ferment 23 Prediction",null,null,null,null,null,null,null,null,null,null,"Refrigeration cost",null,1158.1454912930403,null,null,"Yeast type",null,null,null,null,null,"Update Ferment 24 Prediction",null,null,null,null,null,null,null,null,null,null,"Refrigeration cost",null,56.712204643172974,null,null,"Yeast type",null,null,null,null,null,"Update Ferment 25 Prediction",null,null,null,null,null,null,null,null,null,null,"Refrigeration cost",null,978.1879763136335,null,null,"Yeast type",null,null,null,null,null,"Update Ferment 26 Prediction",null,null,null,null,null,null,null,null,null,null,"Refrigeration cost",null,1203.0503247466947,null,null,"Yeast type",null,null,null,null,null,"Update Ferment 27 Prediction",null,null,null,null,null,null,null,null,null,null,"Refrigeration cost",null,1198.7503169902466,null,null,"Yeast type",null,null,null,null,null,"Update Ferment 28 Prediction",null,null,null,null,null,null,null,null,null,null,"Refrigeration cost",null,1175.7163602530827,null,null,"Yeast type",null,null,null,null,null,"Update Ferment 29 Prediction",null,null,null,null,null,null,null,null,null,null,"Refrigeration cost",null,1120.7158290335103,null,null,"Yeast type",null,null,null,null,null,"Update Ferment 30 Prediction",null,null,null,null,null,null,null,null,null,null,"Refrigeration cost",null,1305.7410173649964,null,null,"Yeast type",null,null,null,null,null,"Update Ferment 31 Prediction",null,null,null,null,null,null,null,null,null,null,"Refrigeration cost",null,1508.0554055615069,null,null,"Yeast type",null,null,null,null,null,"Update Ferment 32 Prediction",null,null,null,null,null,null,null,null,null,null,"Refrigeration cost",null,1254.0046128717674,null,null,"Yeast type",null,null,null,null,null,"Update Ferment 33 Prediction",null,null,null,null,null,null,null,null,null,null,"Refrigeration cost",null,1241.2531317334483,null,null,"Yeast type",null,null,null,null,null,"Update Ferment 34 Prediction",null,null,null,null,null,null,null,null,null,null,"Refrigeration cost",null,1223.0383715581447,null,null,"Yeast type",null,null,null,null,null,"Update Ferment 35 Prediction",null,null,null,null,null,null,null,null,null,null,"Refrigeration cost",null,1309.7670278003757,null,null,"Yeast type",null,null,null,null,null,"Update Ferment 36 Prediction",null,null,null,null,null,null,null,null,null,null,"Refrigeration cost",null,56.712204643172974,null,null,"Yeast type",null,null,null,null,null,"Update Ferment 37 Prediction",null,null,null,null,null,null,null,null,null,null,"Refrigeration cost",null,1270.5912606588422,null,null,"Yeast type",null,null,null,null,null,"Update Ferment 38 Prediction",null,null,null,null,null,null,null,null,null,null,"Refrigeration cost",null,56.712204643172974,null,null,"Yeast type",null,null,null,null,null,"Update Ferment 39 Prediction",null,null,null,null,null,null,null,null,null,null,"Refrigeration cost",null,1258.6355605555395,null,null,"Yeast type",null,null,null,null,null,"Update Ferment 40 Prediction",null,null,null,null,null,null,null,null,null,null,"Refrigeration cost",null,1366.7262284782335,null,null,"Yeast type",null,null,null,null,null,"Update Ferment 41 Prediction",null,null,null,null,null,null,null,null,null,null,"Refrigeration cost",null,1410.9543114523703,null,null,"Yeast type",null,null,null,null,null,"Update Ferment 42 Prediction",null,null,null,null,null,null,null,null,null,null,"Refrigeration cost",null,1282.3501848657422,null,null,"Yeast type",null,null,null,null,null,"Update Ferment 43 Prediction",null,null,null,null,null,null,null,null,null,null,"Refrigeration cost",null,1157.8464930207958,null,null,"Yeast type",null,null,null,null,null,"Update Ferment 44 Prediction",null,null,null,null,null,null,null,null,null,null,"Refrigeration cost",null,56.712204643172974,null,null,"Yeast type",null,null,null,null,null,"Update Ferment 45 Prediction",null,null,null,null,null,null,null,null,null,null,"Refrigeration cost",null,977.50329042024759,null,null,"Yeast type",null,null,null,null,null,"Update Ferment 46 Prediction",null,null,null,null,null,null,null,null,null,null,"Refrigeration cost",null,1203.0064624485685,null,null,"Yeast type",null,null,null,null,null,"Update Ferment 47 Prediction",null,null,null,null,null,null,null,null,null,null,"Refrigeration cost",null,1199.3592764779817,null,null,"Yeast type",null,null,null,null,null,"Update Ferment 48 Prediction",null,null,null,null,null,null,null,null,null,null,"Refrigeration cost",null,1175.7799516455727,null,null,"Yeast type",null,null,null,null,null,"Update Ferment 49 Prediction",null,null,null,null,null,null,null,null,null,null,"Refrigeration cost",null,1122.1948578769493,null,null,"Yeast type",null,null,null,null,null,"Update Ferment 50 Prediction",null,null,null,null,null,null,null,null,null,null,"Refrigeration cost",null,1305.9968741045036,null,null,"Yeast type",null,null,null,null,null,"Update Ferment 51 Prediction",null,null,null,null,null,null,null,null,null,null,"Refrigeration cost",null,1509.1988389799856,null,null,"Yeast type",null,null,null,null,null,"Update Ferment 52 Prediction",null,null,null,null,null,null,null,null,null,null,"Refrigeration cost",null,1254.2040701853857,null,null,"Yeast type",null,null,null,null,null,"Update Ferment 53 Prediction",null,null,null,null,null,null,null,null,null,null,"Refrigeration cost",null,1241.7325259071479,null,null,"Yeast type",null,null,null,null,null,"Update Ferment 54 Prediction",null,null,null,null,null,null,null,null,null,null,"Refrigeration cost",null,1223.815373688243,null,null,"Yeast type",null,null,null,null,null,"Update Ferment 55 Prediction",null,null,null,null,null,null,null,null,null,null,"Refrigeration cost",null,1309.6143260439899,null,null,"Yeast type",null,null,null,null,null,"Update Ferment 56 Prediction",null,null,null,null,null,null,null,null,null,null,"Refrigeration cost",null,56.712204643172974,null,null,"Yeast type",null,null,null,null,null,"Update Ferment 57 Prediction",null,null,null,null,null,null,null,null,null,null,"Refrigeration cost",null,1269.7045295239573,null,null,"Yeast type",null,null,null,null,null,"Update Ferment 58 Prediction",null,null,null,null,null,null,null,null,null,null,"Refrigeration cost",null,56.712204643172974,null,null,"Yeast type",null,null,null,null,null,"Update Ferment 59 Prediction",null,null,null,null,null,null,null,null,null,null,"Refrigeration cost",null,1259.153385013534,null,null,"Yeast type",null,null,null,null,null,"Update Ferment 60 Prediction",null,null,null,null,null,null,null,null,null,null,"Refrigeration cost",null,1366.5789435687773,null,null,"Yeast type",null,null,null,null,null,"Update Ferment 61 Prediction",null,null,null,null,null,null,null,null,null,null,"Refrigeration cost",null,1410.8697199301655,null,null,"Yeast type",null,null,null,null,null,"Update Ferment 62 Prediction",null,null,null,null,null,null,null,null,null,null,"Refrigeration cost",null,1282.3934943076335,null,null,"Yeast type",null,null,null,null,null,"Update Ferment 63 Prediction",null,null,null,null,null,null,null,null,null,null,"Refrigeration cost",null,1157.750909194232,null,null,"Yeast type",null,null,null,null,null,"Update Ferment 64 Prediction",null,null,null,null,null,null,null,null,null,null,"Refrigeration cost",null,56.712204643172974,null,null,"Yeast type",null,null,null,null,null,"Update Ferment 65 Prediction",null,null,null,null,null,null,null,null,null,null,"Refrigeration cost",null,977.90322602370838,null,null,"Yeast type",null,null,null,null,null,"Update Ferment 66 Prediction",null,null,null,null,null,null,null,null,null,null,"Refrigeration cost",null,1196.6611348876011,null,null,"Yeast type",null,null,null,null,null,"Update Ferment 67 Prediction",null,null,null,null,null,null,null,null,null,null,"Refrigeration cost",null,1198.9526745518149,null,null,"Yeast type",null,null,null,null,null,"Update Ferment 68 Prediction",null,null,null,null,null,null,null,null,null,null,"Refrigeration cost",null,1175.7084627042277,null,null,"Yeast type",null,null,null,null,null,"Update Ferment 69 Prediction",null,null,null,null,null,null,null,null,null,null,"Refrigeration cost",null,1121.1465345150143,null,null,"Yeast type",null,null,null,null,null,"Update Ferment 70 Prediction",null,null,null,null,null,null,null,null,null,null,"Refrigeration cost",null,1308.4514921649902,null,null,"Yeast type",null,null,null,null,null,"Update Ferment 71 Prediction",null,null,null,null,null,null,null,null,null,null,"Refrigeration cost",null,1508.5420632863054,null,null,"Yeast type",null,null,null,null,null,"Update Ferment 72 Prediction",null,null,null,null,null,null,null,null,null,null,"Refrigeration cost",null,1254.7062510827159,null,null,"Yeast type",null,null,null,null,null,"Update Ferment 73 Prediction",null,null,null,null,null,null,null,null,null,null,"Refrigeration cost",null,1241.5572670389274,null,null,"Yeast type",null,null,null,null,null,"Update Ferment 74 Prediction",null,null,null,null,null,null,null,null,null,null,"Refrigeration cost",null,1223.7967486369707,null,null,"Yeast type",null,null,null,null,null,"Update Ferment 75 Prediction",null,null,null,null,null,null,null,null,null,null,"Refrigeration cost",null,1310.239804531215,null,null,"Yeast type",null,null,null,null,null,"Update Ferment 76 Prediction",null,null,null,null,null,null,null,null,null,null,"Refrigeration cost",null,56.712204643172974,null,null,"Yeast type",null,null,null,null,null,"Update Ferment 77 Prediction",null,null,null,null,null,null,null,null,null,null,"Refrigeration cost",null,1267.8041067375937,null,null,"Yeast type",null,null,null,null,null,"Update Ferment 78 Prediction",null,null,null,null,null,null,null,null,null,null,"Refrigeration cost",null,56.712204643172974,null,null,"Yeast type",null,null,null,null,null,"Update Ferment 79 Prediction",null,null,null,null,null,null,null,null,null,null,"Refrigeration cost",null,1259.0766555543146,null,null,"Yeast type",null,null,null,null,null,"Update Ferment 80 Prediction",null,null,null,null,null,null,null,null,null,null,"Refrigeration cost",null,1367.5405131851414,null,null,"Yeast type",null,null,null,null,null,"Update Ferment 81 Prediction",null,null,null,null,null,null,null,null,null,null,"Refrigeration cost",null,1410.3781208983028,null,null,"Yeast type",null,null,null,null,null,"Update Ferment 82 Prediction",null,null,null,null,null,null,null,null,null,null,"Refrigeration cost",null,1282.4049852511694,null,null,"Yeast type",null,null,null,null,null,"Update Ferment 83 Prediction",null,null,null,null,null,null,null,null,null,null,"Refrigeration cost",null,1157.5619572581438,null,null,"Yeast type",null,null,null,null,null,"Update Ferment 84 Prediction",null,null,null,null,null,null,null,null,null,null,"Refrigeration cost",null,56.712204643172974,null,null,"Yeast type",null,null,null,null,null,"Update Ferment 85 Prediction",null,null,null,null,null,null,null,null,null,null,"Refrigeration cost",null,977.74416958109646,null,null,"Yeast type",null,null,null,null,null,"Update Ferment 86 Prediction",null,null,null,null,null,null,null,null,null,null,"Refrigeration cost",null,1203.5499703810046,null,null,"Yeast type",null,null,null,null,null,"Update Ferment 87 Prediction",null,null,null,null,null,null,null,null,null,null,"Refrigeration cost",null,1198.3431030152688,null,null,"Yeast type",null,null,null,null,null,"Update Ferment 88 Prediction",null,null,null,null,null,null,null,null,null,null,"Refrigeration cost",null,1175.7861188254744,null,null,"Yeast type",null,null,null,null,null,"Update Ferment 89 Prediction",null,null,null,null,null,null,null,null,null,null,"Refrigeration cost",null,1122.0732585711385,null,null,"Yeast type",null,null,null,null,null,"Update Ferment 90 Prediction",null,null,null,null,null,null,null,null,null,null,"Refrigeration cost",null,1308.1295944690596,null,null,"Yeast type",null,null,null,null,null,"Update Ferment 91 Prediction",null,null,null,null,null,null,null,null,null,null,"Refrigeration cost",null,1509.3575551565652,null,null,"Yeast type",null,null,null,null,null,"Update Ferment 92 Prediction",null,null,null,null,null,null,null,null,null,null,"Refrigeration cost",null,1254.1523880291124,null,null,"Yeast type",null,null,null,null,null,"Update Ferment 93 Prediction",null,null,null,null,null,null,null,null,null,null,"Refrigeration cost",null,1241.1800044066479,null,null,"Yeast type",null,null,null,null,null,"Update Ferment 94 Prediction",null,null,null,null,null,null,null,null,null,null,"Refrigeration cost",null,1222.2252697980848,null,null,"Yeast type",null,null,null,null,null,"Update Ferment 95 Prediction",null,null,null,null,null,null,null,null,null,null,"Refrigeration cost",null,1309.7570603312122,null,null,"Yeast type",null,null,null,null,null,"Update Ferment 96 Prediction",null,null,null,null,null,null,null,null,null,null,"Refrigeration cost",null,56.712204643172974,null,null,"Yeast type",null,null,null,null,null,"Update Ferment 97 Prediction",null,null,null,null,null,null,null,null,null,null,"Refrigeration cost",null,1269.0267578475748,null,null,"Yeast type",null,null,null,null,null,"Update Ferment 98 Prediction",null,null,null,null,null,null,null,null,null,null,"Refrigeration cost",null,56.712204643172974,null,null,"Yeast type",null,null,null,null,null,"Update Ferment 99 Prediction",null,null,null,null,null,null,null,null,null,null,"Refrigeration cost",null,1259.0674784504613,null,null,"Yeast type",null,null,null,null,null,"Update Ferment 100 Prediction"]
["Completion low limit",null,9,"days",null,"Variety",null,"XYZ",null,null,null,null,null,null,null,null,null,null,null,null,null,null,"Completion low limit",null,11,"days",null,"Variety",null,"ABC",null,null,null,null,null,null,null,null,null,null,null,null,null,null,"Completion low limit",null,16.5,"days",null,"Variety",null,"ABC",null,null,null,null,null,null,null,null,null,null,null,null,null,null,"Completion low limit",null,13.5,"days",null,"Variety",null,null,null,null,null,null,null,null,null,null,null,null,null,null,null,null,"Completion low limit",null,4,"days",null,"Variety",null,null,null,null,null,null,null,null,null,null,null,null,null,null,null,null,"Completion low limit",null,7,"days",null,"Variety",null,null,null,null,null,null,null,null,null,null,null,null,null,null,null,null,"Completion low limit",null,5,"days",null,"Variety",null,null,null,null,null,null,null,null,null,null,null,null,null,null,null,null,"Completion low limit",null,5.5,"days",null,"Variety",null,null,null,null,null,null,null,null,null,null,null,null,null,null,null,null,"Completion low limit",null,3.5,"days",null,"Variety",null,null,null,null,null,null,null,null,null,null,null,null,null,null,null,null,"Completion low limit",null,4.5,"days",null,"Variety",null,null,null,null,null,null,null,null,null,null,null,null,null,null,null,null,"Completion low limit",null,13.5,"days",null,"Variety",null,null,null,null,null,null,null,null,null,null,null,null,null,null,null,null,"Completion low limit",null,14.5,"days",null,"Variety",null,null,null,null,null,null,null,null,null,null,null,null,null,null,null,null,"Completion low limit",null,10,"days",null,"Variety",null,null,null,null,null,null,null,null,null,null,null,null,null,null,null,null,"Completion low limit",null,7,"days",null,"Variety",null,null,null,null,null,null,null,null,null,null,null,null,null,null,null,null,"Completion low limit",null,5,"days",null,"Variety",null,null,null,null,null,null,null,null,null,null,null,null,null,null,null,null,"Completion low limit",null,6,"days",null,"Variety",null,null,null,null,null,null,null,null,null,null,null,null,null,null,null,null,"Completion low limit",null,null,"days",null,"Variety",null,null,null,null,null,null,null,null,null,null,null,null,null,null,null,null,"Completion low limit",null,6,"days",null,"Variety",null,null,null,null,null,null,null,null,null,null,null,null,null,null,null,null,"Completion low limit",null,null,"days",null,"Variety",null,null,null,null,null,null,null,null,null,null,null,null,null,null,null,null,"Completion low limit",null,7,"days",null,"Variety",null,null,null,null,null,null,null,null,null,null,null,null,null,null,null,null,"Completion low limit",null,6.5,"days",null,"Variety",null,null,null,null,null,null,null,null,null,null,null,null,null,null,null,null,"Completion low limit",null,18,"days",null,"Variety",null,null,null,null,null,null,null,null,null,null,null,null,null,null,null,null,"Completion low limit",null,7.5,"days",null,"Variety",null,null,null,null,null,null,null,null,null,null,null,null,null,null,null,null,"Completion low limit",null,6,"days",null,"Variety",null,null,null,null,null,null,null,null,null,null,null,null,null,null,null,null,"Completion low limit",null,null,"days",null,"Variety",null,null,null,null,null,null,null,null,null,null,null,null,null,null,null,null,"Completion low limit",null,7,"days",null,"Variety",null,null,null,null,null,null,null,null,null,null,null,null,null,null,null,null,"Completion low limit",null,8.5,"days",null,"Variety",null,null,null,null,null,null,null,null,null,null,null,null,null,null,null,null,"Completion low limit",null,5.5,"days",null,"Variety",null,null,null,null,null,null,null,null,null,null,null,null,null,null,null,null,"Completion low limit",null,3.5,"days",null,"Variety",null,null,null,null,null,null,null,null,null,null,null,null,null,null,null,null,"Completion low limit",null,4.5,"days",null,"Variety",null,null,null,null,null,null,null,null,null,null,null,null,null,null,null,null,"Completion low limit",null,13.5,"days",null,"Variety",null,null,null,null,null,null,null,null,null,null,null,null,null,null,null,null,"Completion low limit",null,14.5,"days",null,"Variety",null,null,null,null,null,null,null,null,null,null,null,null,null,null,null,null,"Completion low limit",null,10,"days",null,"Variety",null,null,null,null,null,null,null,null,null,null,null,null,null,null,null,null,"Completion low limit",null,7,"days",null,"Variety",null,null,null,null,null,null,null,null,null,null,null,null,null,null,null,null,"Completion low limit",null,4.5,"days",null,"Variety",null,null,null,null,null,null,null,null,null,null,null,null,null,null,null,null,"Completion low limit",null,6,"days",null,"Variety",null,null,null,null,null,null,null,null,null,null,null,null,null,null,null,null,"Completion low limit",null,null,"days",null,"Variety",null,null,null,null,null,null,null,null,null,null,null,null,null,null,null,null,"Completion low limit",null,6,"days",null,"Variety",null,null,null,null,null,null,null,null,null,null,null,null,null,null,null,null,"Completion low limit",null,null,"days",null,"Variety",null,null,null,null,null,null,null,null,null,null,null,null,null,null,null,null,"Completion low limit",null,6.5,"days",null,"Variety",null,null,null,null,null,null,null,null,null,null,null,null,null,null,null,null,"Completion low limit",null,6.5,"days",null,"Variety",null,null,null,null,null,null,null,null,null,null,null,null,null,null,null,null,"Completion low limit",null,18,"days",null,"Variety",null,null,null,null,null,null,null,null,null,null,null,null,null,null,null,null,"Completion low limit",null,7.5,"days",null,"Variety",null,null,null,null,null,null,null,null,null,null,null,null,null,null,null,null,"Completion low limit",null,6,"days",null,"Variety",null,null,null,null,null,null,null,null,null,null,null,null,null,null,null,null,"Completion low limit",null,null,"days",null,"Variety",null,null,null,null,null,null,null,null,null,null,null,null,null,null,null,null,"Completion low limit",null,7,"days",null,"Variety",null,null,null,null,null,null,null,null,null,null,null,null,null,null,null,null,"Completion low limit",null,8.5,"days",null,"Variety",null,null,null,null,null,null,null,null,null,null,null,null,null,null,null,null,"Completion low limit",null,5.5,"days",null,"Variety",null,null,null,null,null,null,null,null,null,null,null,null,null,null,null,null,"Completion low limit",null,3.5,"days",null,"Variety",null,null,null,null,null,null,null,null,null,null,null,null,null,null,null,null,"Completion low limit",null,4,"days",null,"Variety",null,null,null,null,null,null,null,null,null,null,null,null,null,null,null,null,"Completion low limit",null,13.5,"days",null,"Variety",null,null,null,null,null,null,null,null,null,null,null,null,null,null,null,null,"Completion low limit",null,14.5,"days",null,"Variety",null,null,null,null,null,null,null,null,null,null,null,null,null,null,null,null,"Completion low limit",null,10,"days",null,"Variety",null,null,null,null,null,null,null,null,null,null,null,null,null,null,null,null,"Completion low limit",null,7,"days",null,"Variety",null,null,null,null,null,null,null,null,null,null,null,null,null,null,null,null,"Completion low limit",null,4.5,"days",null,"Variety",null,null,null,null,null,null,null,null,null,null,null,null,null,null,null,null,"Completion low limit",null,6,"days",null,"Variety",null,null,null,null,null,null,null,null,null,null,null,null,null,null,null,null,"Completion low limit",null,null,"days",null,"Variety",null,null,null,null,null,null,null,null,null,null,null,null,null,null,null,null,"Completion low limit",null,6,"days",null,"Variety",null,null,null,null,null,null,null,null,null,null,null,null,null,null,null,null,"Completion low limit",null,null,"days",null,"Variety",null,null,null,null,null,null,null,null,null,null,null,null,null,null,null,null,"Completion low limit",null,6.5,"days",null,"Variety",null,null,null,null,null,null,null,null,null,null,null,null,null,null,null,null,"Completion low limit",null,7,"days",null,"Variety",null,null,null,null,null,null,null,null,null,null,null,null,null,null,null,null,"Completion low limit",null,18,"days",null,"Variety",null,null,null,null,null,null,null,null,null,null,null,null,null,null,null,null,"Completion low limit",null,7.5,"days",null,"Variety",null,null,null,null,null,null,null,null,null,null,null,null,null,null,null,null,"Completion low limit",null,6,"days",null,"Variety",null,null,null,null,null,null,null,null,null,null,null,null,null,null,null,null,"Completion low limit",null,null,"days",null,"Variety",null,null,null,null,null,null,null,null,null,null,null,null,null,null,null,null,"Completion low limit",null,7,"days",null,"Variety",null,null,null,null,null,null,null,null,null,null,null,null,null,null,null,null,"Completion low limit",null,9,"days",null,"Variety",null,null,null,null,null,null,null,null,null,null,null,null,null,null,null,null,"Completion low limit",null,5.5,"days",null,"Variety",null,null,null,null,null,null,null,null,null,null,null,null,null,null,null,null,"Completion low limit",null,3.5,"days",null,"Variety",null,null,null,null,null,null,null,null,null,null,null,null,null,null,null,null,"Completion low limit",null,4.5,"days",null,"Variety",null,null,null,null,null,null,null,null,null,null,null,null,null,null,null,null,"Completion low limit",null,13.5,"days",null,"Variety",null,null,null,null,null,null,null,null,null,null,null,null,null,null,null,null,"Completion low limit",null,14.5,"days",null,"Variety",null,null,null,null,null,null,null,null,null,null,null,null,null,null,null,null,"Completion low limit",null,10,"days",null,"Variety",null,null,null,null,null,null,null,null,null,null,null,null,null,null,null,null,"Completion low limit",null,7,"days",null,"Variety",null,null,null,null,null,null,null,null,null,null,null,null,null,null,null,null,"Completion low limit",null,4.5,"days",null,"Variety",null,null,null,null,null,null,null,null,null,null,null,null,null,null,null,null,"Completion low limit",null,6,"days",null,"Variety",null,null,null,null,null,null,null,null,null,null,null,null,null,null,null,null,"Completion low limit",null,null,"days",null,"Variety",null,null,null,null,null,null,null,null,null,null,null,null,null,null,null,null,"Completion low limit",null,6,"days",null,"Variety",null,null,null,null,null,null,null,null,null,null,null,null,null,null,null,null,"Completion low limit",null,null,"days",null,"Variety",null,null,null,null,null,null,null,null,null,null,null,null,null,null,null,null,"Completion low limit",null,6.5,"days",null,"Variety",null,null,null,null,null,null,null,null,null,null,null,null,null,null,null,null,"Completion low limit",null,6.5,"days",null,"Variety",null,null,null,null,null,null,null,null,null,null,null,null,null,null,null,null,"Completion low limit",null,18,"days",null,"Variety",null,null,null,null,null,null,null,null,null,null,null,null,null,null,null,null,"Completion low limit",null,7.5,"days",null,"Variety",null,null,null,null,null,null,null,null,null,null,null,null,null,null,null,null,"Completion low limit",null,6,"days",null,"Variety",null,null,null,null,null,null,null,null,null,null,null,null,null,null,null,null,"Completion low limit",null,null,"days",null,"Variety",null,null,null,null,null,null,null,null,null,null,null,null,null,null,null,null,"Completion low limit",null,7,"days",null,"Variety",null,null,null,null,null,null,null,null,null,null,null,null,null,null,null,null,"Completion low limit",null,8.5,"days",null,"Variety",null,null,null,null,null,null,null,null,null,null,null,null,null,null,null,null,"Completion low limit",null,6,"days",null,"Variety",null,null,null,null,null,null,null,null,null,null,null,null,null,null,null,null,"Completion low limit",null,3.5,"days",null,"Variety",null,null,null,null,null,null,null,null,null,null,null,null,null,null,null,null,"Completion low limit",null,4,"days",null,"Variety",null,null,null,null,null,null,null,null,null,null,null,null,null,null,null,null,"Completion low limit",null,13.5,"days",null,"Variety",null,null,null,null,null,null,null,null,null,null,null,null,null,null,null,null,"Completion low limit",null,14.5,"days",null,"Variety",null,null,null,null,null,null,null,null,null,null,null,null,null,null,null,null,"Completion low limit",null,10,"days",null,"Variety",null,null,null,null,null,null,null,null,null,null,null,null,null,null,null,null,"Completion low limit",null,7,"days",null,"Variety",null,null,null,null,null,null,null,null,null,null,null,null,null,null,null,null,"Completion low limit",null,5,"days",null,"Variety",null,null,null,null,null,null,null,null,null,null,null,null,null,null,null,null,"Completion low limit",null,6,"days",null,"Variety",null,null,null,null,null,null,null,null,null,null,null,null,null,null,null,null,"Completion low limit",null,null,"days",null,"Variety",null,null,null,null,null,null,null,null,null,null,null,null,null,null,null,null,"Completion low limit",null,6,"days",null,"Variety",null,null,null,null,null,null,null,null,null,null,null,null,null,null,null,null,"Completion low limit",null,null,"days",null,"Variety",null,null,null,null,null,null,null,null,null,null,null,null,null,null,null,null,"Completion low limit",null,6.5,"days",null,"Variety"]
["Date","Day","Baume","Temp C","DAP addition","Mixing (0=off, 1=low, 2=medium, 3=high) ","Nutrient Addition","Pump over","Aeration","Yeast Innoc.","Comments","pH","TA","FSO2","TSO2","YAN","GF","Other","Other Additions","Baume – Model","Required Refrigeration (kWr)",null,"Date","Day","Baume","Temp C","DAP addition","Mixing (0=off, 1=low, 2=medium, 3=high) ","Nutrient Addition","Pump over","Aeration","Yeast Innoc.","Comments","pH","TA","FSO2","TSO2","YAN","GF","Other","Other Additions","Baume – Model","Required Refrigeration (kWr)",null,"Date","Day","Baume","Temp C","DAP addition","Mixing (0=off, 1=low, 2=medium, 3=high) ","Nutrient Addition","Pump over","Aeration","Yeast Innoc.","Comments","pH","TA","FSO2","TSO2","YAN","GF","Other","Other Additions","Baume – Model","Required Refrigeration (kWr)",null,"Date","Day","Baume","Temp C","DAP addition","Mixing (0=off, 1=low, 2=medium, 3=high) ","Nutrient Addition","Pump over","Aeration","Yeast Innoc.","Comments","pH","TA","FSO2","TSO2","YAN","GF","Other","Other Additions","Baume – Model","Required Refrigeration (kWr)",null,"Date","Day","Baume","Temp C","DAP addition","Mixing (0=off, 1=low, 2=medium, 3=high) ","Nutrient Addition","Pump over","Aeration","Yeast Innoc.","Comments","pH","TA","FSO2","TSO2","YAN","GF","Other","Other Additions","Baume – Model","Required Refrigeration (kWr)",null,"Date","Day","Baume","Temp C","DAP addition","Mixing (0=off, 1=low, 2=medium, 3=high) ","Nutrient Addition","Pump over","Aeration","Yeast Innoc.","Comments","pH","TA","FSO2","TSO2","YAN","GF","Other","Other Additions","Baume – Model","Required Refrigeration (kWr)",null,"Date","Day","Baume","Temp C","DAP addition","Mixing (0=off, 1=low, 2=medium, 3=high) ","Nutrient Addition","Pump over","Aeration","Yeast Innoc.","Comments","pH","TA","FSO2","TSO2","YAN","GF","Other","Other Additions","Baume – Model","Required Refrigeration (kWr)",null,"Date","Day","Baume","Temp C","DAP addition","Mixing (0=off, 1=low, 2=medium, 3=high) ","Nutrient Addition","Pump over","Aeration","Yeast Innoc.","Comments","pH","TA","FSO2","TSO2","YAN","GF","Other","Other Additions","Baume – Model","Required Refrigeration (kWr)",null,"Date","Day","Baume","Temp C","DAP addition","Mixing (0=off, 1=low, 2=medium, 3=high) ","Nutrient Addition","Pump over","Aeration","Yeast Innoc.","Comments","pH","TA","FSO2","TSO2","YAN","GF","Other","Other Additions","Baume – Model","Required Refrigeration (kWr)",null,"Date","Day","Baume","Temp C","DAP addition","Mixing (0=off, 1=low, 2=medium, 3=high) ","Nutrient Addition","Pump over","Aeration","Yeast Innoc.","Comments","pH","TA","FSO2","TSO2","YAN","GF","Other","Other Additions","Baume – Model","Required Refrigeration (kWr)",null,"Date","Day","Baume","Temp C","DAP addition","Mixing (0=off, 1=low, 2=medium, 3=high) ","Nutrient Addition","Pump over","Aeration","Yeast Innoc.","Comments","pH","TA","FSO2","TSO2","YAN","GF","Other","Other Additions","Baume – Model","Required Refrigeration (kWr)",null,"Date","Day","Baume","Temp C","DAP addition","Mixing (0=off, 1=low, 2=medium, 3=high) ","Nutrient Addition","Pump over","Aeration","Yeast Innoc.","Comments","pH","TA","FSO2","TSO2","YAN","GF","Other","Other Additions","Baume – Model","Required Refrigeration (kWr)",null,"Date","Day","Baume","Temp C","DAP addition","Mixing (0=off, 1=low, 2=medium, 3=high) ","Nutrient Addition","Pump over","Aeration","Yeast Innoc.","Comments","pH","TA","FSO2","TSO2","YAN","GF","Other","Other Additions","Baume – Model","Required Refrigeration (kWr)",null,"Date","Day","Baume","Temp C","DAP addition","Mixing (0=off, 1=low, 2=medium, 3=high) ","Nutrient Addition","Pump over","Aeration","Yeast Innoc.","Comments","pH","TA","FSO2","TSO2","YAN","GF","Other","Other Additions","Baume – Model","Required Refrigeration (kWr)",null,"Date","Day","Baume","Temp C","DAP addition","Mixing (0=off, 1=low, 2=medium, 3=high) ","Nutrient Addition","Pump over","Aeration","Yeast Innoc.","Comments","pH","TA","FSO2","TSO2","YAN","GF","Other","Other Additions","Baume – Model","Required Refrigeration (kWr)",null,"Date","Day","Baume","Temp C","DAP addition","Mixing (0=off, 1=low, 2=medium, 3=high) ","Nutrient Addition","Pump over","Aeration","Yeast Innoc.","Comments","pH","TA","FSO2","TSO2","YAN","GF","Other","Other Additions","Baume – Model","Required Refrigeration (kWr)",null,"Date","Day","Baume","Temp C","DAP addition","Mixing (0=off, 1=low, 2=medium, 3=high) ","Nutrient Addition","Pump over","Aeration","Yeast Innoc.","Comments","pH","TA","FSO2","TSO2","YAN","GF","Other","Other Additions","Baume – Model","Required Refrigeration (kWr)",null,"Date","Day","Baume","Temp C","DAP addition","Mixing (0=off, 1=low, 2=medium, 3=high) ","Nutrient Addition","Pump over","Aeration","Yeast Innoc.","Comments","pH","TA","FSO2","TSO2","YAN","GF","Other","Other Additions","Baume – Model","Required Refrigeration (kWr)",null,"Date","Day","Baume","Temp C","DAP addition","Mixing (0=off, 1=low, 2=medium, 3=high) ","Nutrient Addition","Pump over","Aeration","Yeast Innoc.","Comments","pH","TA","FSO2","TSO2","YAN","GF","Other","Other Additions","Baume – Model","Required Refrigeration (kWr)",null,"Date","Day","Baume","Temp C","DAP addition","Mixing (0=off, 1=low, 2=medium, 3=high) ","Nutrient Addition","Pump over","Aeration","Yeast Innoc.","Comments","pH","TA","FSO2","TSO2","YAN","GF","Other","Other Additions","Baume – Model","Required Refrigeration (kWr)",null,"Date","Day","Baume","Temp C","DAP addition","Mixing (0=off, 1=low, 2=medium, 3=high) ","Nutrient Addition","Pump over","Aeration","Yeast Innoc.","Comments","pH","TA","FSO2","TSO2","YAN","GF","Other","Other Additions","Baume – Model","Required Refrigeration (kWr)",null,"Date","Day","Baume","Temp C","DAP addition","Mixing (0=off, 1=low, 2=medium, 3=high) ","Nutrient Addition","Pump over","Aeration","Yeast Innoc.","Comments","pH","TA","FSO2","TSO2","YAN","GF","Other","Other Additions","Baume – Model","Required Refrigeration (kWr)",null,"Date","Day","Baume","Temp C","DAP addition","Mixing (0=off, 1=low, 2=medium, 3=high) ","Nutrient Addition","Pump over","Aeration","Yeast Innoc.","Comments","pH","TA","FSO2","TSO2","YAN","GF","Other","Other Additions","Baume – Model","Required Refrigeration (kWr)",null,"Date","Day","Baume","Temp C","DAP addition","Mixing (0=off, 1=low, 2=medium, 3=high) ","Nutrient Addition","Pump over","Aeration","Yeast Innoc.","Comments","pH","TA","FSO2","TSO2","YAN","GF","Other","Other Additions","Baume – Model","Required Refrigeration (kWr)",null,"Date","Day","Baume","Temp C","DAP addition","Mixing (0=off, 1=low, 2=medium, 3=high) ","Nutrient Addition","Pump over","Aeration","Yeast Innoc.","Comments","pH","TA","FSO2","TSO2","YAN","GF","Other","Other Additions","Baume – Model","Required Refrigeration (kWr)",null,"Date","Day","Baume","Temp C","DAP addition","Mixing (0=off, 1=low, 2=medium, 3=high) ","Nutrient Addition","Pump over","Aeration","Yeast Innoc.","Comments","pH","TA","FSO2","TSO2","YAN","GF","Other","Other Additions","Baume – Model","Required Refrigeration (kWr)",null,"Date","Day","Baume","Temp C","DAP addition","Mixing (0=off, 1=low, 2=medium, 3=high) ","Nutrient Addition","Pump over","Aeration","Yeast Innoc.","Comments","pH","TA","FSO2","TSO2","YAN","GF","Other","Other Additions","Baume – Model","Required Refrigeration (kWr)",null,"Date","Day","Baume","Temp C","DAP addition","Mixing (0=off, 1=low, 2=medium, 3=high) ","Nutrient Addition","Pump over","Aeration","Yeast Innoc.","Comments","pH","TA","FSO2","TSO2","YAN","GF","Other","Other Additions","Baume – Model","Required Refrigeration (kWr)",null,"Date","Day","Baume","Temp C","DAP addition","Mixing (0=off, 1=low, 2=medium, 3=high) ","Nutrient Addition","Pump over","Aeration","Yeast Innoc.","Comments","pH","TA","FSO2","TSO2","YAN","GF","Other","Other Additions","Baume – Model","Required Refrigeration (kWr)",null,"Date","Day","Baume","Temp C","DAP addition","Mixing (0=off, 1=low, 2=medium, 3=high) ","Nutrient Addition","Pump over","Aeration","Yeast Innoc.","Comments","pH","TA","FSO2","TSO2","YAN","GF","Other","Other Additions","Baume – Model","Required Refrigeration (kWr)",null,"Date","Day","Baume","Temp C","DAP addition","Mixing (0=off, 1=low, 2=medium, 3=high) ","Nutrient Addition","Pump over","Aeration","Yeast Innoc.","Comments","pH","TA","FSO2","TSO2","YAN","GF","Other","Other Additions","Baume – Model","Required Refrigeration (kWr)",null,"Date","Day","Baume","Temp C","DAP addition","Mixing (0=off, 1=low, 2=medium, 3=high) ","Nutrient Addition","Pump over","Aeration","Yeast Innoc.","Comments","pH","TA","FSO2","TSO2","YAN","GF","Other","Other Additions","Baume – Model","Required Refrigeration (kWr)",null,"Date","Day","Baume","Temp C","DAP addition","Mixing (0=off, 1=low, 2=medium, 3=high) ","Nutrient Addition","Pump over","Aeration","Yeast Innoc.","Comments","pH","TA","FSO2","TSO2","YAN","GF","Other","Other Additions","Baume – Model","Required Refrigeration (kWr)",null,"Date","Day","Baume","Temp C","DAP addition","Mixing (0=off, 1=low, 2=medium, 3=high) ","Nutrient Addition","Pump over","Aeration","Yeast Innoc.","Comments","pH","TA","FSO2","TSO2","YAN","GF","Other","Other Additions","Baume – Model","Required Refrigeration (kWr)",null,"Date","Day","Baume","Temp C","DAP addition","Mixing (0=off, 1=low, 2=medium, 3=high) ","Nutrient Addition","Pump over","Aeration","Yeast Innoc.","Comments","pH","TA","FSO2","TSO2","YAN","GF","Other","Other Additions","Baume – Model","Required Refrigeration (kWr)",null,"Date","Day","Baume","Temp C","DAP addition","Mixing (0=off, 1=low, 2=medium, 3=high) ","Nutrient Addition","Pump over","Aeration","Yeast Innoc.","Comments","pH","TA","FSO2","TSO2","YAN","GF","Other","Other Additions","Baume – Model","Required Refrigeration (kWr)",null,"Date","Day","Baume","Temp C","DAP addition","Mixing (0=off, 1=low, 2=medium, 3=high) ","Nutrient Addition","Pump over","Aeration","Yeast Innoc.","Comments","pH","TA","FSO2","TSO2","YAN","GF","Other","Other Additions","Baume – Model","Required Refrigeration (kWr)",null,"Date","Day","Baume","Temp C","DAP addition","Mixing (0=off, 1=low, 2=medium, 3=high) ","Nutrient Addition","Pump over","Aeration","Yeast Innoc.","Comments","pH","TA","FSO2","TSO2","YAN","GF","Other","Other Additions","Baume – Model","Required Refrigeration (kWr)",null,"Date","Day","Baume","Temp C","DAP addition","Mixing (0=off, 1=low, 2=medium, 3=high) ","Nutrient Addition","Pump over","Aeration","Yeast Innoc.","Comments","pH","TA","FSO2","TSO2","YAN","GF","Other","Other Additions","Baume – Model","Required Refrigeration (kWr)",null,"Date","Day","Baume","Temp C","DAP addition","Mixing (0=off, 1=low, 2=medium, 3=high) ","Nutrient Addition","Pump over","Aeration","Yeast Innoc.","Comments","pH","TA","FSO2","TSO2","YAN","GF","Other","Other Additions","Baume – Model","Required Refrigeration (kWr)",null,"Date","Day","Baume","Temp C","DAP addition","Mixing (0=off, 1=low, 2=medium, 3=high) ","Nutrient Addition","Pump over","Aeration","Yeast Innoc.","Comments","pH","TA","FSO2","TSO2","YAN","GF","Other","Other Additions","Baume – Model","Required Refrigeration (kWr)",null,"Date","Day","Baume","Temp C","DAP addition","Mixing (0=off, 1=low, 2=medium, 3=high) ","Nutrient Addition","Pump over","Aeration","Yeast Innoc.","Comments","pH","TA","FSO2","TSO2","YAN","GF","Other","Other Additions","Baume – Model","Required Refrigeration (kWr)",null,"Date","Day","Baume","Temp C","DAP addition","Mixing (0=off, 1=low, 2=medium, 3=high) ","Nutrient Addition","Pump over","Aeration","Yeast Innoc.","Comments","pH","TA","FSO2","TSO2","YAN","GF","Other","Other Additions","Baume – Model","Required Refrigeration (kWr)",null,"Date","Day","Baume","Temp C","DAP addition","Mixing (0=off, 1=low, 2=medium, 3=high) ","Nutrient Addition","Pump over","Aeration","Yeast Innoc.","Comments","pH","TA","FSO2","TSO2","YAN","GF","Other","Other Additions","Baume – Model","Required Refrigeration (kWr)",null,"Date","Day","Baume","Temp C","DAP addition","Mixing (0=off, 1=low, 2=medium, 3=high) ","Nutrient Addition","Pump over","Aeration","Yeast Innoc.","Comments","pH","TA","FSO2","TSO2","YAN","GF","Other","Other Additions","Baume – Model","Required Refrigeration (kWr)",null,"Date","Day","Baume","Temp C","DAP addition","Mixing (0=off, 1=low, 2=medium, 3=high) ","Nutrient Addition","Pump over","Aeration","Yeast Innoc.","Comments","pH","TA","FSO2","TSO2","YAN","GF","Other","Other Additions","Baume – Model","Required Refrigeration (kWr)",null,"Date","Day","Baume","Temp C","DAP addition","Mixing (0=off, 1=low, 2=medium, 3=high) ","Nutrient Addition","Pump over","Aeration","Yeast Innoc.","Comments","pH","TA","FSO2","TSO2","YAN","GF","Other","Other Additions","Baume – Model","Required Refrigeration (kWr)",null,"Date","Day","Baume","Temp C","DAP addition","Mixing (0=off, 1=low, 2=medium, 3=high) ","Nutrient Addition","Pump over","Aeration","Yeast Innoc.","Comments","pH","TA","FSO2","TSO2","YAN","GF","Other","Other Additions","Baume – Model","Required Refrigeration (kWr)",null,"Date","Day","Baume","Temp C","DAP addition","Mixing (0=off, 1=low, 2=medium, 3=high) ","Nutrient Addition","Pump over","Aeration","Yeast Innoc.","Comments","pH","TA","FSO2","TSO2","YAN","GF","Other","Other Additions","Baume – Model","Required Refrigeration (kWr)",null,"Date","Day","Baume","Temp C","DAP addition","Mixing (0=off, 1=low, 2=medium, 3=high) ","Nutrient Addition","Pump over","Aeration","Yeast Innoc.","Comments","pH","TA","FSO2","TSO2","YAN","GF","Other","Other Additions","Baume – Model","Required Refrigeration (kWr)",null,"Date","Day","Baume","Temp C","DAP addition","Mixing (0=off, 1=low, 2=medium, 3=high) ","Nutrient Addition","Pump over","Aeration","Yeast Innoc.","Comments","pH","TA","FSO2","TSO2","YAN","GF","Other","Other Additions","Baume – Model","Required Refrigeration (kWr)",null,"Date","Day","Baume","Temp C","DAP addition","Mixing (0=off, 1=low, 2=medium, 3=high) ","Nutrient Addition","Pump over","Aeration","Yeast Innoc.","Comments","pH","TA","FSO2","TSO2","YAN","GF","Other","Other Additions","Baume – Model","Required Refrigeration (kWr)",null,"Date","Day","Baume","Temp C","DAP addition","Mixing (0=off, 1=low, 2=medium, 3=high) ","Nutrient Addition","Pump over","Aeration","Yeast Innoc.","Comments","pH","TA","FSO2","TSO2","YAN","GF","Other","Other Additions","Baume – Model","Required Refrigeration (kWr)",null,"Date","Day","Baume","Temp C","DAP addition","Mixing (0=off, 1=low, 2=medium, 3=high) ","Nutrient Addition","Pump over","Aeration","Yeast Innoc.","Comments","pH","TA","FSO2","TSO2","YAN","GF","Other","Other Additions","Baume – Model","Required Refrigeration (kWr)",null,"Date","Day","Baume","Temp C","DAP addition","Mixing (0=off, 1=low, 2=medium, 3=high) ","Nutrient Addition","Pump over","Aeration","Yeast Innoc.","Comments","pH","TA","FSO2","TSO2","YAN","GF","Other","Other Additions","Baume – Model","Required Refrigeration (kWr)",null,"Date","Day","Baume","Temp C","DAP addition","Mixing (0=off, 1=low, 2=medium, 3=high) ","Nutrient Addition","Pump over","Aeration","Yeast Innoc.","Comments","pH","TA","FSO2","TSO2","YAN","GF","Other","Other Additions","Baume – Model","Required Refrigeration (kWr)",null,"Date","Day","Baume","Temp C","DAP addition","Mixing (0=off, 1=low, 2=medium, 3=high) ","Nutrient Addition","Pump over","Aeration","Yeast Innoc.","Comments","pH","TA","FSO2","TSO2","YAN","GF","Other","Other Additions","Baume – Model","Required Refrigeration (kWr)",null,"Date","Day","Baume","Temp C","DAP addition","Mixing (0=off, 1=low, 2=medium, 3=high) ","Nutrient Addition","Pump over","Aeration","Yeast Innoc.","Comments","pH","TA","FSO2","TSO2","YAN","GF","Other","Other Additions","Baume – Model","Required Refrigeration (kWr)",null,"Date","Day","Baume","Temp C","DAP addition","Mixing (0=off, 1=low, 2=medium, 3=high) ","Nutrient Addition","Pump over","Aeration","Yeast Innoc.","Comments","pH","TA","FSO2","TSO2","YAN","GF","Other","Other Additions","Baume – Model","Required Refrigeration (kWr)",null,"Date","Day","Baume","Temp C","DAP addition","Mixing (0=off, 1=low, 2=medium, 3=high) ","Nutrient Addition","Pump over","Aeration","Yeast Innoc.","Comments","pH","TA","FSO2","TSO2","YAN","GF","Other","Other Additions","Baume – Model","Required Refrigeration (kWr)",null,"Date","Day","Baume","Temp C","DAP addition","Mixing (0=off, 1=low, 2=medium, 3=high) ","Nutrient Addition","Pump over","Aeration","Yeast Innoc.","Comments","pH","TA","FSO2","TSO2","YAN","GF","Other","Other Additions","Baume – Model","Required Refrigeration (kWr)",null,"Date","Day","Baume","Temp C","DAP addition","Mixing (0=off, 1=low, 2=medium, 3=high) ","Nutrient Addition","Pump over","Aeration","Yeast Innoc.","Comments","pH","TA","FSO2","TSO2","YAN","GF","Other","Other Additions","Baume – Model","Required Refrigeration (kWr)",null,"Date","Day","Baume","Temp C","DAP addition","Mixing (0=off, 1=low, 2=medium, 3=high) ","Nutrient Addition","Pump over","Aeration","Yeast Innoc.","Comments","pH","TA","FSO2","TSO2","YAN","GF","Other","Other Additions","Baume – Model","Required Refrigeration (kWr)",null,"Date","Day","Baume","Temp C","DAP addition","Mixing (0=off, 1=low, 2=medium, 3=high) ","Nutrient Addition","Pump over","Aeration","Yeast Innoc.","Comments","pH","TA","FSO2","TSO2","YAN","GF","Other","Other Additions","Baume – Model","Required Refrigeration (kWr)",null,"Date","Day","Baume","Temp C","DAP addition","Mixing (0=off, 1=low, 2=medium, 3=high) ","Nutrient Addition","Pump over","Aeration","Yeast Innoc.","Comments","pH","TA","FSO2","TSO2","YAN","GF","Other","Other Additions","Baume – Model","Required Refrigeration (kWr)",null,"Date","Day","Baume","Temp C","DAP addition","Mixing (0=off, 1=low, 2=medium, 3=high) ","Nutrient Addition","Pump over","Aeration","Yeast Innoc.","Comments","pH","TA","FSO2","TSO2","YAN","GF","Other","Other Additions","Baume – Model","Required Refrigeration (kWr)",null,"Date","Day","Baume","Temp C","DAP addition","Mixing (0=off, 1=low, 2=medium, 3=high) ","Nutrient Addition","Pump over","Aeration","Yeast Innoc.","Comments","pH","TA","FSO2","TSO2","YAN","GF","Other","Other Additions","Baume – Model","Required Refrigeration (kWr)",null,"Date","Day","Baume","Temp C","DAP addition","Mixing (0=off, 1=low, 2=medium, 3=high) ","Nutrient Addition","Pump over","Aeration","Yeast Innoc.","Comments","pH","TA","FSO2","TSO2","YAN","GF","Other","Other Additions","Baume – Model","Required Refrigeration (kWr)",null,"Date","Day","Baume","Temp C","DAP addition","Mixing (0=off, 1=low, 2=medium, 3=high) ","Nutrient Addition","Pump over","Aeration","Yeast Innoc.","Comments","pH","TA","FSO2","TSO2","YAN","GF","Other","Other Additions","Baume – Model","Required Refrigeration (kWr)",null,"Date","Day","Baume","Temp C","DAP addition","Mixing (0=off, 1=low, 2=medium, 3=high) ","Nutrient Addition","Pump over","Aeration","Yeast Innoc.","Comments","pH","TA","FSO2","TSO2","YAN","GF","Other","Other Additions","Baume – Model","Required Refrigeration (kWr)",null,"Date","Day","Baume","Temp C","DAP addition","Mixing (0=off, 1=low, 2=medium, 3=high) ","Nutrient Addition","Pump over","Aeration","Yeast Innoc.","Comments","pH","TA","FSO2","TSO2","YAN","GF","Other","Other Additions","Baume – Model","Required Refrigeration (kWr)",null,"Date","Day","Baume","Temp C","DAP addition","Mixing (0=off, 1=low, 2=medium, 3=high) ","Nutrient Addition","Pump over","Aeration","Yeast Innoc.","Comments","pH","TA","FSO2","TSO2","YAN","GF","Other","Other Additions","Baume – Model","Required Refrigeration (kWr)",null,"Date","Day","Baume","Temp C","DAP addition","Mixing (0=off, 1=low, 2=medium, 3=high) ","Nutrient Addition","Pump over","Aeration","Yeast Innoc.","Comments","pH","TA","FSO2","TSO2","YAN","GF","Other","Other Additions","Baume – Model","Required Refrigeration (kWr)",null,"Date","Day","Baume","Temp C","DAP addition","Mixing (0=off, 1=low, 2=medium, 3=high) ","Nutrient Addition","Pump over","Aeration","Yeast Innoc.","Comments","pH","TA","FSO2","TSO2","YAN","GF","Other","Other Additions","Baume – Model","Required Refrigeration (kWr)",null,"Date","Day","Baume","Temp C","DAP addition","Mixing (0=off, 1=low, 2=medium, 3=high) ","Nutrient Addition","Pump over","Aeration","Yeast Innoc.","Comments","pH","TA","FSO2","TSO2","YAN","GF","Other","Other Additions","Baume – Model","Required Refrigeration (kWr)",null,"Date","Day","Baume","Temp C","DAP addition","Mixing (0=off, 1=low, 2=medium, 3=high) ","Nutrient Addition","Pump over","Aeration","Yeast Innoc.","Comments","pH","TA","FSO2","TSO2","YAN","GF","Other","Other Additions","Baume – Model","Required Refrigeration (kWr)",null,"Date","Day","Baume","Temp C","DAP addition","Mixing (0=off, 1=low, 2=medium, 3=high) ","Nutrient Addition","Pump over","Aeration","Yeast Innoc.","Comments","pH","TA","FSO2","TSO2","YAN","GF","Other","Other Additions","Baume – Model","Required Refrigeration (kWr)",null,"Date","Day","Baume","Temp C","DAP addition","Mixing (0=off, 1=low, 2=medium, 3=high) ","Nutrient Addition","Pump over","Aeration","Yeast Innoc.","Comments","pH","TA","FSO2","TSO2","YAN","GF","Other","Other Additions","Baume – Model","Required Refrigeration (kWr)",null,"Date","Day","Baume","Temp C","DAP addition","Mixing (0=off, 1=low, 2=medium, 3=high) ","Nutrient Addition","Pump over","Aeration","Yeast Innoc.","Comments","pH","TA","FSO2","TSO2","YAN","GF","Other","Other Additions","Baume – Model","Required Refrigeration (kWr)",null,"Date","Day","Baume","Temp C","DAP addition","Mixing (0=off, 1=low, 2=medium, 3=high) ","Nutrient Addition","Pump over","Aeration","Yeast Innoc.","Comments","pH","TA","FSO2","TSO2","YAN","GF","Other","Other Additions","Baume – Model","Required Refrigeration (kWr)",null,"Date","Day","Baume","Temp C","DAP addition","Mixing (0=off, 1=low, 2=medium, 3=high) ","Nutrient Addition","Pump over","Aeration","Yeast Innoc.","Comments","pH","TA","FSO2","TSO2","YAN","GF","Other","Other Additions","Baume – Model","Required Refrigeration (kWr)",null,"Date","Day","Baume","Temp C","DAP addition","Mixing (0=off, 1=low, 2=medium, 3=high) ","Nutrient Addition","Pump over","Aeration","Yeast Innoc.","Comments","pH","TA","FSO2","TSO2","YAN","GF","Other","Other Additions","Baume – Model","Required Refrigeration (kWr)",null,"Date","Day","Baume","Temp C","DAP addition","Mixing (0=off, 1=low, 2=medium, 3=high) ","Nutrient Addition","Pump over","Aeration","Yeast Innoc.","Comments","pH","TA","FSO2","TSO2","YAN","GF","Other","Other Additions","Baume – Model","Required Refrigeration (kWr)",null,"Date","Day","Baume","Temp C","DAP addition","Mixing (0=off, 1=low, 2=medium, 3=high) ","Nutrient Addition","Pump over","Aeration","Yeast Innoc.","Comments","pH","TA","FSO2","TSO2","YAN","GF","Other","Other Additions","Baume – Model","Required Refrigeration (kWr)",null,"Date","Day","Baume","Temp C","DAP addition","Mixing (0=off, 1=low, 2=medium, 3=high) ","Nutrient Addition","Pump over","Aeration","Yeast Innoc.","Comments","pH","TA","FSO2","TSO2","YAN","GF","Other","Other Additions","Baume – Model","Required Refrigeration (kWr)",null,"Date","Day","Baume","Temp C","DAP addition","Mixing (0=off, 1=low, 2=medium, 3=high) ","Nutrient Addition","Pump over","Aeration","Yeast Innoc.","Comments","pH","TA","FSO2","TSO2","YAN","GF","Other","Other Additions","Baume – Model","Required Refrigeration (kWr)",null,"Date","Day","Baume","Temp C","DAP addition","Mixing (0=off, 1=low, 2=medium, 3=high) ","Nutrient Addition","Pump over","Aeration","Yeast Innoc.","Comments","pH","TA","FSO2","TSO2","YAN","GF","Other","Other Additions","Baume – Model","Required Refrigeration (kWr)",null,"Date","Day","Baume","Temp C","DAP addition","Mixing (0=off, 1=low, 2=medium, 3=high) ","Nutrient Addition","Pump over","Aeration","Yeast Innoc.","Comments","pH","TA","FSO2","TSO2","YAN","GF","Other","Other Additions","Baume – Model","Required Refrigeration (kWr)",null,"Date","Day","Baume","Temp C","DAP addition","Mixing (0=off, 1=low, 2=medium, 3=high) ","Nutrient Addition","Pump over","Aeration","Yeast Innoc.","Comments","pH","TA","FSO2","TSO2","YAN","GF","Other","Other Additions","Baume – Model","Required Refrigeration (kWr)",null,"Date","Day","Baume","Temp C","DAP addition","Mixing (0=off, 1=low, 2=medium, 3=high) ","Nutrient Addition","Pump over","Aeration","Yeast Innoc.","Comments","pH","TA","FSO2","TSO2","YAN","GF","Other","Other Additions","Baume – Model","Required Refrigeration (kWr)",null,"Date","Day","Baume","Temp C","DAP addition","Mixing (0=off, 1=low, 2=medium, 3=high) ","Nutrient Addition","Pump over","Aeration","Yeast Innoc.","Comments","pH","TA","FSO2","TSO2","YAN","GF","Other","Other Additions","Baume – Model","Required Refrigeration (kWr)",null,"Date","Day","Baume","Temp C","DAP addition","Mixing (0=off, 1=low, 2=medium, 3=high) ","Nutrient Addition","Pump over","Aeration","Yeast Innoc.","Comments","pH","TA","FSO2","TSO2","YAN","GF","Other","Other Additions","Baume – Model","Required Refrigeration (kWr)",null,"Date","Day","Baume","Temp C","DAP addition","Mixing (0=off, 1=low, 2=medium, 3=high) ","Nutrient Addition","Pump over","Aeration","Yeast Innoc.","Comments","pH","TA","FSO2","TSO2","YAN","GF","Other","Other Additions","Baume – Model","Required Refrigeration (kWr)",null,"Date","Day","Baume","Temp C","DAP addition","Mixing (0=off, 1=low, 2=medium, 3=high) ","Nutrient Addition","Pump over","Aeration","Yeast Innoc.","Comments","pH","TA","FSO2","TSO2","YAN","GF","Other","Other Additions","Baume – Model","Required Refrigeration (kWr)",null,"Date","Day","Baume","Temp C","DAP addition","Mixing (0=off, 1=low, 2=medium, 3=high) ","Nutrient Addition","Pump over","Aeration","Yeast Innoc.","Comments","pH","TA","FSO2","TSO2","YAN","GF","Other","Other Additions","Baume – Model","Required Refrigeration (kWr)",null,"Date","Day","Baume","Temp C","DAP addition","Mixing (0=off, 1=low, 2=medium, 3=high) ","Nutrient Addition","Pump over","Aeration","Yeast Innoc.","Comments","pH","TA","FSO2","TSO2","YAN","GF","Other","Other Additions","Baume – Model","Required Refrigeration (kWr)",null,"Date","Day","Baume","Temp C","DAP addition","Mixing (0=off, 1=low, 2=medium, 3=high) ","Nutrient Addition","Pump over","Aeration","Yeast Innoc.","Comments","pH","TA","FSO2","TSO2","YAN","GF","Other","Other Additions","Baume – Model","Required Refrigeration (kWr)",null,"Date","Day","Baume","Temp C","DAP addition","Mixing (0=off, 1=low, 2=medium, 3=high) ","Nutrient Addition","Pump over","Aeration","Yeast Innoc.","Comments","pH","TA","FSO2","TSO2","YAN","GF","Other","Other Additions","Baume – Model","Required Refrigeration (kWr)",null,"Date","Day","Baume","Temp C","DAP addition","Mixing (0=off, 1=low, 2=medium, 3=high) ","Nutrient Addition","Pump over","Aeration","Yeast Innoc.","Comments","pH","TA","FSO2","TSO2","YAN","GF","Other","Other Additions","Baume – Model","Required Refrigeration (kWr)",null,"Date","Day","Baume","Temp C","DAP addition","Mixing (0=off, 1=low, 2=medium, 3=high) ","Nutrient Addition","Pump over","Aeration","Yeast Innoc.","Comments","pH","TA","FSO2","TSO2","YAN","GF","Other","Other Additions","Baume – Model","Required Refrigeration (kWr)"]
["2012-03-11",1,9.8000000000000007,16,null,null,null,null,null,null,null,null,null,null,null,null,null,null,null,9.9791395602815705,6.9845261758417587,null,"2012-03-10",1,11.4,14,null,null,null,null,null,null,null,null,null,null,null,null,null,null,null,11.258997007220236,8.0437976827258595,null,"2012-03-10T12:00:00",1,12,15,null,null,null,null,null,null,null,null,null,null,null,null,null,null,null,12.10746483195261,5.7975089127389339,null,"2012-03-10T12:00:00",1,13.1,16.5,null,null,null,null,null,null,null,null,null,null,null,null,null,null,null,13.004220733064779,9.1345795130407339,null,"2012-03-09",1,8.1,18,null,null,null,null,null,null,null,null,null,null,null,null,null,null,null,8.2419720032195052,23.799609777094634,null,"2012-03-12T12:00:00",1,9.1999999999999993,22.2,null,null,null,null,null,null,null,null,null,null,null,null,null,null,null,9.6708569889884703,40.893538709112278,null,"2012-03-11",1,10.4,10.4,null,null,null,null,null,null,null,null,null,null,null,null,null,null,null,9.8889791751632323,42.40118941078719,null,"2012-03-09",1,9.9,7.7,null,null,null,null,null,null,null,null,null,null,null,null,null,null,null,10.302570844542588,9.2243204518771478,null,"2012-03-10T12:00:00",1,7.1,16.100000000000001,null,null,null,null,null,null,null,null,null,null,null,null,null,null,null,9.1533294507928122,71.065634458460394,null,"2012-03-10T12:00:00",1,7.8,17,null,null,null,null,null,null,null,null,null,null,null,null,null,null,null,8.4006368073781648,94.290604391942807,null,"2012-03-10",1,11.7,10.4,null,null,null,null,null,null,null,null,null,null,null,null,null,null,null,11.338036256004639,13.584242889935586,null,"2012-03-09T12:00:00",1,11.2,11.8,null,null,null,null,null,null,null,null,null,null,null,null,null,null,null,10.86092289289868,16.197604863731414,null,"2012-03-12",1,10.9,11.2,null,null,null,null,null,null,null,null,null,null,null,null,null,null,null,10.979947289198648,10.095793237481317,null,"2012-03-13",1,11.1,13.6,null,null,null,null,null,null,null,null,null,null,null,null,null,null,null,10.968639868503345,13.066409758833181,null,"2012-03-11",1,10.7,16,null,null,null,null,null,null,null,null,null,null,null,null,null,null,null,10.73099739619501,61.667048152856943,null,"2012-03-12",1,9.8000000000000007,16.100000000000001,null,null,null,null,null,null,null,null,null,null,null,null,null,null,null,10.239215931330129,55.963536301001334,null,"2012-03-08",1,null,15.4,null,null,null,null,null,null,null,null,null,null,null,null,null,null,null,null,null,null,"2012-03-11",1,10.4,16.399999999999999,null,null,null,null,null,null,null,null,null,null,null,null,null,null,null,10.925105730312108,39.490428618962113,null,"2012-03-09T12:00:00",1,10.199999999999999,11.1,null,null,null,null,null,null,null,null,null,null,null,null,null,null,null,null,null,null,"2012-03-08",1,10.6,11.6,null,null,null,null,null,null,null,null,null,null,null,null,null,null,null,10.660776293500795,6.4467499355605868,null,"2012-03-11",1,11.3,10.5,null,null,null,1,null,null,null,null,null,null,null,null,null,null,null,11.301863817887117,12.350741721113613,null,"2012-03-10",1,null,null,null,null,null,1,null,null,null,null,null,null,null,null,null,null,null,10.905131617834524,2.709336134231938,null,"2012-03-10T12:00:00",1,11.3,10.5,null,null,null,null,null,null,null,null,null,null,null,null,null,null,null,11.261704669633831,17.353649823015417,null,"2012-03-10T12:00:00",1,11.7,15.4,null,null,null,null,null,null,null,null,null,null,null,null,null,null,null,11.480627560242375,21.737414590212765,null,"2012-03-09",1,7.2,18,null,null,null,null,null,null,null,null,null,null,null,null,null,null,null,null,null,null,"2012-03-12T12:00:00",1,9.1999999999999993,22.2,null,null,null,null,null,null,null,null,null,null,null,null,null,null,null,9.6926494803545644,39.633804403464971,null,"2012-03-11",1,10.4,10.4,null,null,null,null,null,null,null,null,null,null,null,null,null,null,null,10.163171973850929,25.844001118435692,null,"2012-03-09",1,9.9,7.7,null,null,null,null,null,null,null,null,null,null,null,null,null,null,null,10.285257337552439,9.913433469650494,null,"2012-03-10T12:00:00",1,7.1,16.100000000000001,null,null,null,null,null,null,null,null,null,null,null,null,null,null,null,9.1118920974304149,70.419829052031261,null,"2012-03-10T12:00:00",1,7.8,17,null,null,null,null,null,null,null,null,null,null,null,null,null,null,null,8.5409187886612443,87.244169772537802,null,"2012-03-10",1,11.7,10.4,null,null,null,null,null,null,null,null,null,null,null,null,null,null,null,11.328392763841372,13.929246057484287,null,"2012-03-09T12:00:00",1,11.2,11.8,null,null,null,null,null,null,null,null,null,null,null,null,null,null,null,10.857470714868365,16.351149957828081,null,"2012-03-12",1,10.9,11.2,null,null,null,null,null,null,null,null,null,null,null,null,null,null,null,10.995451195181678,9.6200043591581057,null,"2012-03-13",1,11.1,13.6,null,null,null,null,null,null,null,null,null,null,null,null,null,null,null,10.884996582164712,16.470460931785805,null,"2012-03-11",1,10.7,16,null,null,null,null,null,null,null,null,null,null,null,null,null,null,null,10.699696589551529,63.109264237669173,null,"2012-03-12",1,9.8000000000000007,16.100000000000001,null,null,null,null,null,null,null,null,null,null,null,null,null,null,null,10.244380729427133,56.020368264233682,null,"2012-03-08",1,null,15.4,null,null,null,null,null,null,null,null,null,null,null,null,null,null,null,null,null,null,"2012-03-11",1,10.4,16.399999999999999,null,null,null,null,null,null,null,null,null,null,null,null,null,null,null,10.86422313416548,40.736756826206452,null,"2012-03-09T12:00:00",1,10.199999999999999,11.1,null,null,null,null,null,null,null,null,null,null,null,null,null,null,null,null,null,null,"2012-03-08",1,10.6,11.6,null,null,null,null,null,null,null,null,null,null,null,null,null,null,null,10.651614403318009,6.9227344158654214,null,"2012-03-11",1,11.3,10.5,null,null,null,1,null,null,null,null,null,null,null,null,null,null,null,11.300219808501508,12.609145848136174,null,"2012-03-10",1,null,null,null,null,null,1,null,null,null,null,null,null,null,null,null,null,null,10.90432049236852,2.7301752761078282,null,"2012-03-10T12:00:00",1,11.3,10.5,null,null,null,null,null,null,null,null,null,null,null,null,null,null,null,11.271163092679577,16.87331557904233,null,"2012-03-10T12:00:00",1,11.7,15.4,null,null,null,null,null,null,null,null,null,null,null,null,null,null,null,11.486144291881319,21.544974004167937,null,"2012-03-09",1,7.2,18,null,null,null,null,null,null,null,null,null,null,null,null,null,null,null,null,null,null,"2012-03-12T12:00:00",1,9.1999999999999993,22.2,null,null,null,null,null,null,null,null,null,null,null,null,null,null,null,9.6754183966495315,40.634246596302397,null,"2012-03-11",1,10.4,10.4,null,null,null,null,null,null,null,null,null,null,null,null,null,null,null,10.162715726314014,25.816884393173584,null,"2012-03-09",1,9.9,7.7,null,null,null,null,null,null,null,null,null,null,null,null,null,null,null,10.299745470795616,9.3252988729326329,null,"2012-03-10T12:00:00",1,7.1,16.100000000000001,null,null,null,null,null,null,null,null,null,null,null,null,null,null,null,9.112511239880158,70.364113892253684,null,"2012-03-10T12:00:00",1,7.8,17,null,null,null,null,null,null,null,null,null,null,null,null,null,null,null,8.4871283407948823,90.484555231149827,null,"2012-03-10",1,11.7,10.4,null,null,null,null,null,null,null,null,null,null,null,null,null,null,null,11.342758876833946,13.568952125384415,null,"2012-03-09T12:00:00",1,11.2,11.8,null,null,null,null,null,null,null,null,null,null,null,null,null,null,null,10.864113530604092,16.071217418790287,null,"2012-03-12",1,10.9,11.2,null,null,null,null,null,null,null,null,null,null,null,null,null,null,null,10.981900202512856,10.086236938006774,null,"2012-03-13",1,11.1,13.6,null,null,null,null,null,null,null,null,null,null,null,null,null,null,null,10.842690312363761,18.841423462028494,null,"2012-03-11",1,10.7,16,null,null,null,null,null,null,null,null,null,null,null,null,null,null,null,10.592362239928974,67.724328153331356,null,"2012-03-12",1,9.8000000000000007,16.100000000000001,null,null,null,null,null,null,null,null,null,null,null,null,null,null,null,10.216097240816287,57.662813872693597,null,"2012-03-08",1,null,15.4,null,null,null,null,null,null,null,null,null,null,null,null,null,null,null,null,null,null,"2012-03-11",1,10.4,16.399999999999999,null,null,null,null,null,null,null,null,null,null,null,null,null,null,null,10.88677879975517,40.112005141606126,null,"2012-03-09T12:00:00",1,10.199999999999999,11.1,null,null,null,null,null,null,null,null,null,null,null,null,null,null,null,null,null,null,"2012-03-08",1,10.6,11.6,null,null,null,null,null,null,null,null,null,null,null,null,null,null,null,10.707382188004525,4.6198872175088281,null,"2012-03-11",1,11.3,10.5,null,null,null,1,null,null,null,null,null,null,null,null,null,null,null,11.30251593015174,12.550172760089961,null,"2012-03-10",1,null,null,null,null,null,1,null,null,null,null,null,null,null,null,null,null,null,10.90426348500424,2.730993941511572,null,"2012-03-10T12:00:00",1,11.3,10.5,null,null,null,null,null,null,null,null,null,null,null,null,null,null,null,11.264077562272668,17.225437425068929,null,"2012-03-10T12:00:00",1,11.7,15.4,null,null,null,null,null,null,null,null,null,null,null,null,null,null,null,11.483379823742206,21.941038800384028,null,"2012-03-09",1,7.2,18,null,null,null,null,null,null,null,null,null,null,null,null,null,null,null,null,null,null,"2012-03-12T12:00:00",1,9.1999999999999993,22.2,null,null,null,null,null,null,null,null,null,null,null,null,null,null,null,9.7493464416082674,36.222275601634941,null,"2012-03-11",1,10.4,10.4,null,null,null,null,null,null,null,null,null,null,null,null,null,null,null,10.116258539052925,30.097629818343464,null,"2012-03-09",1,9.9,7.7,null,null,null,null,null,null,null,null,null,null,null,null,null,null,null,10.299133227155547,9.3431149582501973,null,"2012-03-10T12:00:00",1,7.1,16.100000000000001,null,null,null,null,null,null,null,null,null,null,null,null,null,null,null,9.1046122718647986,70.889566577711008,null,"2012-03-10T12:00:00",1,7.8,17,null,null,null,null,null,null,null,null,null,null,null,null,null,null,null,8.3991934541492732,94.744389349372838,null,"2012-03-10",1,11.7,10.4,null,null,null,null,null,null,null,null,null,null,null,null,null,null,null,11.343113877112055,13.513085560592302,null,"2012-03-09T12:00:00",1,11.2,11.8,null,null,null,null,null,null,null,null,null,null,null,null,null,null,null,10.856739768663287,16.420316486685181,null,"2012-03-12",1,10.9,11.2,null,null,null,null,null,null,null,null,null,null,null,null,null,null,null,10.985446166001291,9.8950371977871558,null,"2012-03-13",1,11.1,13.6,null,null,null,null,null,null,null,null,null,null,null,null,null,null,null,10.901050854963364,15.54960765527275,null,"2012-03-11",1,10.7,16,null,null,null,null,null,null,null,null,null,null,null,null,null,null,null,10.618258336706067,66.292653357980811,null,"2012-03-12",1,9.8000000000000007,16.100000000000001,null,null,null,null,null,null,null,null,null,null,null,null,null,null,null,10.267133835074572,54.950617895686293,null,"2012-03-08",1,null,15.4,null,null,null,null,null,null,null,null,null,null,null,null,null,null,null,null,null,null,"2012-03-11",1,10.4,16.399999999999999,null,null,null,null,null,null,null,null,null,null,null,null,null,null,null,10.891633442231157,41.058202107053745,null,"2012-03-09T12:00:00",1,10.199999999999999,11.1,null,null,null,null,null,null,null,null,null,null,null,null,null,null,null,null,null,null,"2012-03-08",1,10.6,11.6,null,null,null,null,null,null,null,null,null,null,null,null,null,null,null,10.727493367077459,3.8898495793820365,null,"2012-03-11",1,11.3,10.5,null,null,null,1,null,null,null,null,null,null,null,null,null,null,null,11.312787681441417,11.936683036890148,null,"2012-03-10",1,null,null,null,null,null,1,null,null,null,null,null,null,null,null,null,null,null,10.90481040836811,2.7167227968133716,null,"2012-03-10T12:00:00",1,11.3,10.5,null,null,null,null,null,null,null,null,null,null,null,null,null,null,null,11.275057108158071,16.709505628585966,null,"2012-03-10T12:00:00",1,11.7,15.4,null,null,null,null,null,null,null,null,null,null,null,null,null,null,null,11.485308740609073,21.837772863355664,null,"2012-03-09",1,7.2,18,null,null,null,null,null,null,null,null,null,null,null,null,null,null,null,null,null,null,"2012-03-12T12:00:00",1,9.1999999999999993,22.2,null,null,null,null,null,null,null,null,null,null,null,null,null,null,null,9.6715468907762805,40.858571754568082,null,"2012-03-11",1,10.4,10.4,null,null,null,null,null,null,null,null,null,null,null,null,null,null,null,10.158696490458821,26.012559933032044,null,"2012-03-09",1,9.9,7.7,null,null,null,null,null,null,null,null,null,null,null,null,null,null,null,10.286456685746932,9.8356713521350763,null,"2012-03-10T12:00:00",1,7.1,16.100000000000001,null,null,null,null,null,null,null,null,null,null,null,null,null,null,null,9.1373739733791215,69.230483689989825,null,"2012-03-10T12:00:00",1,7.8,17,null,null,null,null,null,null,null,null,null,null,null,null,null,null,null,8.6128930406655471,80.264357501021394,null,"2012-03-10",1,11.7,10.4,null,null,null,null,null,null,null,null,null,null,null,null,null,null,null,11.325299150637234,13.970179291768549,null,"2012-03-09T12:00:00",1,11.2,11.8,null,null,null,null,null,null,null,null,null,null,null,null,null,null,null,10.855044644648123,16.435669026494274,null,"2012-03-12",1,10.9,11.2,null,null,null,null,null,null,null,null,null,null,null,null,null,null,null,11.010353415083372,9.0381223097822456,null,"2012-03-13",1,11.1,13.6,null,null,null,null,null,null,null,null,null,null,null,null,null,null,null,10.866367885494958,17.511122683375238,null,"2012-03-11",1,10.7,16,null,null,null,null,null,null,null,null,null,null,null,null,null,null,null,10.740600983574641,60.919043779970309,null,"2012-03-12",1,9.8000000000000007,16.100000000000001,null,null,null,null,null,null,null,null,null,null,null,null,null,null,null,10.231459638769463,56.538570198678123,null,"2012-03-08",1,null,15.4,null,null,null,null,null,null,null,null,null,null,null,null,null,null,null,null,null,null,"2012-03-11",1,10.4,16.399999999999999,null,null,null,null,null,null,null,null,null,null,null,null,null,null,null,10.91499653830952,39.574444330685402,null,"2012-03-09T12:00:00",1,10.199999999999999,11.1,null,null,null,null,null,null,null,null,null,null,null,null,null,null,null,null,null,null,"2012-03-08",1,10.6,11.6,null,null,null,null,null,null,null,null,null,null,null,null,null,null,null,10.690524560189713,5.2630353925623661]
["2012-03-13",3,8.5,13.5,null,null,null,null,null,null,null,null,null,null,null,null,null,null,null,8.2976793493830385,48.886553299577997,null,"2012-03-12",3,9.9,14,null,null,null,null,null,null,null,null,null,null,null,null,null,null,null,9.986883725084077,22.749848256811365,null,"2012-03-12T12:00:00",3,11.6,16.5,null,null,null,null,null,null,null,null,null,null,null,null,null,null,null,12.017993498859072,7.6351062452260399,null,"2012-03-12T12:00:00",3,12.3,14,null,null,null,null,null,null,null,null,null,null,null,null,null,null,null,11.577112355705758,47.114003269434988,null,"2012-03-11",3,null,18,null,null,null,null,null,null,null,null,null,null,null,null,null,null,null,2.3392034957541337,90.423215346187817,null,"2012-03-14T12:00:00",3,7.1,16,null,2,null,null,null,null,null,null,null,null,null,null,null,null,null,6.1976141073499562,46.234686152553266,null,"2012-03-13",3,5,16,null,3,null,null,null,null,null,null,null,null,null,null,null,null,null,6.6978182573371932,71.403474969794431,null,"2012-03-11",3,7.6,17,null,null,null,null,null,null,null,null,null,null,null,null,null,null,null,7.7685144270450337,85.7026295536688,null,"2012-03-12T12:00:00",3,null,16,null,null,null,null,null,null,null,null,null,null,null,null,null,null,null,1.8252451689329481,92.133307778378708,null,"2012-03-12T12:00:00",3,null,17,null,null,null,null,null,null,null,null,null,null,null,null,null,null,null,2.5499887669966728,69.861329134586384,null,"2012-03-12",3,9.6999999999999993,18.3,null,null,null,null,null,null,null,null,null,null,null,null,null,null,null,9.6230599519783233,44.915299815462269,null,"2012-03-11T12:00:00",3,9.1999999999999993,12,null,null,null,null,null,null,null,null,null,null,null,null,null,null,null,8.9972829091385833,44.462298843512031,null,"2012-03-14",3,9.4,14.9,null,null,null,null,null,null,null,null,null,null,null,null,null,null,null,9.3419958233606177,50.698441312513729,null,"2012-03-15",3,6.9,17,null,null,null,null,null,null,null,null,null,null,null,null,null,null,null,6.8985908645265726,92.010208335483995,null,"2012-03-13",3,4.5999999999999996,19.5,null,null,null,null,null,null,null,null,null,null,null,null,null,null,null,4.5614205369249383,97.120670479964701,null,"2012-03-14",3,4.4000000000000004,16,null,null,null,null,null,null,null,null,null,null,null,null,null,null,null,4.6833440892387106,78.496534738857704,null,"2012-03-10",3,null,18,null,null,null,null,null,null,null,null,null,null,null,null,null,null,null,null,null,null,"2012-03-13",3,5.3,17,null,null,null,null,null,null,null,null,null,null,null,null,null,null,null,5.6013987991257288,86.239399542184557,null,"2012-03-11T12:00:00",3,null,null,null,null,null,null,null,null,null,null,null,null,null,null,null,null,null,null,null,null,"2012-03-10",3,8.6,16,null,null,null,null,null,null,null,null,null,null,null,null,null,null,null,8.2275766657239071,81.880755536261773,null,"2012-03-13",3,9.6999999999999993,14.2,null,null,null,null,null,null,null,null,null,null,null,null,null,null,null,9.827953935906713,69.961983932960493,null,"2012-03-12",3,10.08,11.5,null,null,null,null,null,null,null,null,null,null,null,null,null,null,null,10.850992336015802,2.9223376150612204,null,"2012-03-12T12:00:00",3,9.6999999999999993,14.2,null,null,null,null,null,null,null,null,null,null,null,null,null,null,null,8.8395657064777886,60.804434975329116,null,"2012-03-12T12:00:00",3,7.3,18,null,null,null,null,null,null,null,null,null,null,null,null,null,null,null,6.9205965517413066,91.929994019682596,null,"2012-03-11",3,null,18,null,null,null,null,null,null,null,null,null,null,null,null,null,null,null,null,null,null,"2012-03-14T12:00:00",3,7.1,16,null,2,null,null,null,null,null,null,null,null,null,null,null,null,null,6.188533424713774,46.482574023435959,null,"2012-03-13",3,6.8,16,null,null,null,null,null,null,null,null,null,null,null,null,null,null,null,7.8842682126766617,54.130526075045466,null,"2012-03-11",3,7.6,17,null,null,null,null,null,null,null,null,null,null,null,null,null,null,null,7.6310844345217888,84.897861656507217,null,"2012-03-12T12:00:00",3,null,16,null,null,null,null,null,null,null,null,null,null,null,null,null,null,null,1.3256230995996026,97.358029605685246,null,"2012-03-12T12:00:00",3,null,17,null,null,null,null,null,null,null,null,null,null,null,null,null,null,null,2.6175658846254564,71.861897427240791,null,"2012-03-12",3,9.6999999999999993,18.3,null,null,null,null,null,null,null,null,null,null,null,null,null,null,null,9.5880948126036305,45.005296843978407,null,"2012-03-11T12:00:00",3,9.1999999999999993,12,null,null,null,null,null,null,null,null,null,null,null,null,null,null,null,8.9751553212355315,44.663321361738404,null,"2012-03-14",3,9.4,14.9,null,null,null,null,null,null,null,null,null,null,null,null,null,null,null,9.3661145763345779,52.534261082139295,null,"2012-03-15",3,6.9,17,null,null,null,null,null,null,null,null,null,null,null,null,null,null,null,6.9446512907732645,79.103431002079475,null,"2012-03-13",3,4.5999999999999996,19.5,null,null,null,null,null,null,null,null,null,null,null,null,null,null,null,4.4405642235214504,102.32517221436744,null,"2012-03-14",3,4.4000000000000004,16,null,null,null,null,null,null,null,null,null,null,null,null,null,null,null,4.5398514820876725,80.558540741934337,null,"2012-03-10",3,null,18,null,null,null,null,null,null,null,null,null,null,null,null,null,null,null,null,null,null,"2012-03-13",3,5.3,17,null,null,null,null,null,null,null,null,null,null,null,null,null,null,null,5.682983078364658,78.673937815651144,null,"2012-03-11T12:00:00",3,null,null,null,null,null,null,null,null,null,null,null,null,null,null,null,null,null,null,null,null,"2012-03-10",3,8.6,16,null,null,null,null,null,null,null,null,null,null,null,null,null,null,null,8.0573611169486572,81.257423163208529,null,"2012-03-13",3,9.6999999999999993,14.2,null,null,null,null,null,null,null,null,null,null,null,null,null,null,null,9.6616186321447621,69.629565830520178,null,"2012-03-12",3,10.08,11.5,null,null,null,null,null,null,null,null,null,null,null,null,null,null,null,10.848698275303901,2.9547897152392824,null,"2012-03-12T12:00:00",3,9.6999999999999993,14.2,null,null,null,null,null,null,null,null,null,null,null,null,null,null,null,8.920557986989456,60.113086272379292,null,"2012-03-12T12:00:00",3,7.3,18,null,null,null,null,null,null,null,null,null,null,null,null,null,null,null,6.988866038645595,90.993234594809564,null,"2012-03-11",3,null,18,null,null,null,null,null,null,null,null,null,null,null,null,null,null,null,null,null,null,"2012-03-14T12:00:00",3,7.1,16,null,2,null,null,null,null,null,null,null,null,null,null,null,null,null,6.194702763416938,46.232884048077054,null,"2012-03-13",3,6.8,16,null,null,null,null,null,null,null,null,null,null,null,null,null,null,null,7.890451699706599,53.967181233203235,null,"2012-03-11",3,7.6,17,null,null,null,null,null,null,null,null,null,null,null,null,null,null,null,7.7303810708521139,86.57164396746569,null,"2012-03-12T12:00:00",3,null,16,null,null,null,null,null,null,null,null,null,null,null,null,null,null,null,1.3242779211320885,97.679293103397228,null,"2012-03-12T12:00:00",3,null,17,null,null,null,null,null,null,null,null,null,null,null,null,null,null,null,2.2166958212492842,75.978138043604062,null,"2012-03-12",3,9.6999999999999993,18.3,null,null,null,null,null,null,null,null,null,null,null,null,null,null,null,9.6103941271886733,45.321909419059743,null,"2012-03-11T12:00:00",3,9.1999999999999993,12,null,null,null,null,null,null,null,null,null,null,null,null,null,null,null,8.9985068629055718,44.786089039793488,null,"2012-03-14",3,9.4,14.9,null,null,null,null,null,null,null,null,null,null,null,null,null,null,null,9.3147870077385981,51.271380098954687,null,"2012-03-15",3,6.9,17,null,null,null,null,null,null,null,null,null,null,null,null,null,null,null,6.8894916481413233,77.059507584368362,null,"2012-03-13",3,4.5999999999999996,19.5,null,null,null,null,null,null,null,null,null,null,null,null,null,null,null,4.4823430265807538,110.91108272863048,null,"2012-03-14",3,4.4000000000000004,16,null,null,null,null,null,null,null,null,null,null,null,null,null,null,null,4.4927294811929306,78.530244047283588,null,"2012-03-10",3,null,18,null,null,null,null,null,null,null,null,null,null,null,null,null,null,null,null,null,null,"2012-03-13",3,5.3,17,null,null,null,null,null,null,null,null,null,null,null,null,null,null,null,5.8576856654934319,79.349034473480359,null,"2012-03-11T12:00:00",3,null,null,null,null,null,null,null,null,null,null,null,null,null,null,null,null,null,null,null,null,"2012-03-10",3,8.6,16,null,null,null,null,null,null,null,null,null,null,null,null,null,null,null,9.0199656572405491,78.413030875630426,null,"2012-03-13",3,9.6999999999999993,14.2,null,null,null,null,null,null,null,null,null,null,null,null,null,null,null,9.6308389250340944,71.853669163022005,null,"2012-03-12",3,10.08,11.5,null,null,null,null,null,null,null,null,null,null,null,null,null,null,null,10.848676751294937,2.9529973402087761,null,"2012-03-12T12:00:00",3,9.6999999999999993,14.2,null,null,null,null,null,null,null,null,null,null,null,null,null,null,null,8.8675292872354863,60.417349050135144,null,"2012-03-12T12:00:00",3,7.3,18,null,null,null,null,null,null,null,null,null,null,null,null,null,null,null,6.9217859003645748,99.868462063157281,null,"2012-03-11",3,null,18,null,null,null,null,null,null,null,null,null,null,null,null,null,null,null,null,null,null,"2012-03-14T12:00:00",3,7.1,16,null,2,null,null,null,null,null,null,null,null,null,null,null,null,null,6.2372923376218008,47.879300823233137,null,"2012-03-13",3,6.8,16,null,null,null,null,null,null,null,null,null,null,null,null,null,null,null,7.6785160425589298,55.894070775329531,null,"2012-03-11",3,7.6,17,null,null,null,null,null,null,null,null,null,null,null,null,null,null,null,7.7286279503948503,86.498834278895728,null,"2012-03-12T12:00:00",3,null,16,null,null,null,null,null,null,null,null,null,null,null,null,null,null,null,1.3359684655085193,96.954558572632976,null,"2012-03-12T12:00:00",3,null,17,null,null,null,null,null,null,null,null,null,null,null,null,null,null,null,2.495994516547269,70.236210334018409,null,"2012-03-12",3,9.6999999999999993,18.3,null,null,null,null,null,null,null,null,null,null,null,null,null,null,null,9.6185237910522794,45.265558581535871,null,"2012-03-11T12:00:00",3,9.1999999999999993,12,null,null,null,null,null,null,null,null,null,null,null,null,null,null,null,8.9622022118930094,44.740837288758414,null,"2012-03-14",3,9.4,14.9,null,null,null,null,null,null,null,null,null,null,null,null,null,null,null,9.3667931058747431,51.296512565704177,null,"2012-03-15",3,6.9,17,null,null,null,null,null,null,null,null,null,null,null,null,null,null,null,6.9762472164098073,80.313407937218102,null,"2012-03-13",3,4.5999999999999996,19.5,null,null,null,null,null,null,null,null,null,null,null,null,null,null,null,4.5172672012291049,114.3733317769366,null,"2012-03-14",3,4.4000000000000004,16,null,null,null,null,null,null,null,null,null,null,null,null,null,null,null,4.5994613747026705,80.432783914500433,null,"2012-03-10",3,null,18,null,null,null,null,null,null,null,null,null,null,null,null,null,null,null,null,null,null,"2012-03-13",3,5.3,17,null,null,null,null,null,null,null,null,null,null,null,null,null,null,null,5.5564386573502391,85.603947417825921,null,"2012-03-11T12:00:00",3,null,null,null,null,null,null,null,null,null,null,null,null,null,null,null,null,null,null,null,null,"2012-03-10",3,8.6,16,null,null,null,null,null,null,null,null,null,null,null,null,null,null,null,9.5198858419363646,67.760082008766815,null,"2012-03-13",3,9.6999999999999993,14.2,null,null,null,null,null,null,null,null,null,null,null,null,null,null,null,9.9417486238988317,66.238696996579137,null,"2012-03-12",3,10.08,11.5,null,null,null,null,null,null,null,null,null,null,null,null,null,null,null,10.850231984618972,2.9308501651188448,null,"2012-03-12T12:00:00",3,9.6999999999999993,14.2,null,null,null,null,null,null,null,null,null,null,null,null,null,null,null,8.9282194681745128,60.442543419904851,null,"2012-03-12T12:00:00",3,7.3,18,null,null,null,null,null,null,null,null,null,null,null,null,null,null,null,6.9461031368084338,99.243776610355255,null,"2012-03-11",3,null,18,null,null,null,null,null,null,null,null,null,null,null,null,null,null,null,null,null,null,"2012-03-14T12:00:00",3,7.1,16,null,2,null,null,null,null,null,null,null,null,null,null,null,null,null,6.1917220165490345,46.288740519904962,null,"2012-03-13",3,6.8,16,null,null,null,null,null,null,null,null,null,null,null,null,null,null,null,7.8687204100860813,54.395559726755891,null,"2012-03-11",3,7.6,17,null,null,null,null,null,null,null,null,null,null,null,null,null,null,null,7.6343659346446797,85.732136202577323,null,"2012-03-12T12:00:00",3,null,16,null,null,null,null,null,null,null,null,null,null,null,null,null,null,null,1.2899293388089255,98.106867035473428,null,"2012-03-12T12:00:00",3,null,17,null,null,null,null,null,null,null,null,null,null,null,null,null,null,null,2.1272197544956777,77.686446541628726,null,"2012-03-12",3,9.6999999999999993,18.3,null,null,null,null,null,null,null,null,null,null,null,null,null,null,null,9.5959559402622734,44.634422735200488,null,"2012-03-11T12:00:00",3,9.1999999999999993,12,null,null,null,null,null,null,null,null,null,null,null,null,null,null,null,8.9721059483413033,44.54839694630224,null,"2012-03-14",3,9.4,14.9,null,null,null,null,null,null,null,null,null,null,null,null,null,null,null,9.4954530660876379,52.881382626952416,null,"2012-03-15",3,6.9,17,null,null,null,null,null,null,null,null,null,null,null,null,null,null,null,6.8923828953698081,78.518570201513583,null,"2012-03-13",3,4.5999999999999996,19.5,null,null,null,null,null,null,null,null,null,null,null,null,null,null,null,4.5503080939935128,100.6155942571379,null,"2012-03-14",3,4.4000000000000004,16,null,null,null,null,null,null,null,null,null,null,null,null,null,null,null,4.5148098844569349,80.634570526610148,null,"2012-03-10",3,null,18,null,null,null,null,null,null,null,null,null,null,null,null,null,null,null,null,null,null,"2012-03-13",3,5.3,17,null,null,null,null,null,null,null,null,null,null,null,null,null,null,null,5.6567450856321928,88.388286444233543,null,"2012-03-11T12:00:00",3,null,null,null,null,null,null,null,null,null,null,null,null,null,null,null,null,null,null,null,null,"2012-03-10",3,8.6,16,null,null,null,null,null,null,null,null,null,null,null,null,null,null,null,8.6672440923647329,82.138143034580168]
["2012-03-15T12:00:00",5.5,5.2,15.5,null,null,null,null,null,null,null,null,null,null,null,null,null,null,null,4.7848441794338603,50.986558828624567,null,"2012-03-14T12:00:00",5.5,7,15,null,null,null,null,null,null,null,null,null,null,null,null,null,null,null,6.5910247170299483,47.234374943568227,null,"2012-03-15",5.5,10,15.5,null,null,null,null,null,null,null,null,null,null,null,null,null,null,null,10.476563099529585,39.526779660916063,null,"2012-03-15",5.5,8.5,16,null,null,null,null,null,null,null,null,null,null,null,null,null,null,null,8.4299775910801191,39.815347567119574,null,"2012-03-13T12:00:00",5.5,null,17.899999999999999,null,null,null,null,null,null,null,null,null,null,null,null,null,null,null,-0.64828715319174612,15.823218840805559,null,"2012-03-17",5.5,null,21,null,null,null,null,null,null,null,null,null,null,null,null,null,null,null,1.7692021131320661,37.932281455162531,null,"2012-03-15T12:00:00",5.5,null,16.899999999999999,null,null,null,null,null,null,null,null,null,null,null,null,null,null,null,0.79486346379155448,39.94312984926944,null,"2012-03-13T12:00:00",5.5,null,18,null,null,null,null,null,null,null,null,null,null,null,null,null,null,null,-0.42894314747764201,35.082315680015647,null,"2012-03-15",5.5,null,18.3,null,null,null,null,null,null,null,null,null,null,null,null,null,null,null,-1.0708450238512837,4.8512432853906899,null,"2012-03-15",5.5,null,null,null,null,null,null,null,null,null,null,null,null,null,null,null,null,null,-0.30091993501155639,15.40718946263611,null,"2012-03-14T12:00:00",5.5,5.5,18.2,null,null,null,null,null,null,null,null,null,null,null,null,null,null,null,5.566726912855561,48.387490185858915,null,"2012-03-14",5.5,6,11,null,null,null,null,null,null,null,null,null,null,null,null,null,null,null,6.1230618460087438,37.409576927483734,null,"2012-03-16T12:00:00",5.5,4.8,15.9,null,null,null,null,null,null,null,null,null,null,null,null,null,null,null,4.7317137704765662,54.02255446296369,null,"2012-03-17T12:00:00",5.5,1.4,18,null,null,null,null,null,null,null,null,null,null,null,null,null,null,null,1.4557814084881677,47.722010705065699,null,"2012-03-15T12:00:00",5.5,null,null,null,null,null,null,null,null,null,null,null,null,null,null,null,null,null,-0.3426856974775746,23.408749945130136,null,"2012-03-16T12:00:00",5.5,null,null,null,null,null,null,null,null,null,null,null,null,null,null,null,null,null,0.57523190863831153,32.917189967349316,null,"2012-03-12T12:00:00",5.5,null,18.899999999999999,null,null,null,null,null,null,null,null,null,null,null,null,null,null,null,null,null,null,"2012-03-15T12:00:00",5.5,null,null,null,null,null,null,null,null,null,null,null,null,null,null,null,null,null,0.75091776733318438,39.222212687015812,null,"2012-03-14",5.5,null,null,null,null,null,null,null,null,null,null,null,null,null,null,null,null,null,null,null,null,"2012-03-12T12:00:00",5.5,3.7,16,null,null,null,null,null,null,null,null,null,null,null,null,null,null,null,2.3030673006688485,61.39665707816129,null,"2012-03-15T12:00:00",5.5,null,17,null,null,null,null,null,null,null,null,null,null,null,null,null,null,null,1.8067939872411252,91.637541931420927,null,"2012-03-14T12:00:00",5.5,8.86,12,null,null,null,null,null,null,null,null,null,null,null,null,null,null,null,10.711128835400277,11.425424097328872,null,"2012-03-15",5.5,null,17,null,null,null,null,null,null,null,null,null,null,null,null,null,null,null,3.025890158043389,63.407226237736204,null,"2012-03-15",5.5,null,18.899999999999999,null,null,null,null,null,null,null,null,null,null,null,null,null,null,null,0.68923663075440256,46.485286633010531,null,"2012-03-13T12:00:00",5.5,null,17.899999999999999,null,null,null,null,null,null,null,null,null,null,null,null,null,null,null,null,null,null,"2012-03-17",5.5,null,21,null,null,null,null,null,null,null,null,null,null,null,null,null,null,null,1.7222416563258041,38.438394328145179,null,"2012-03-15T12:00:00",5.5,null,16.899999999999999,null,null,null,null,null,null,null,null,null,null,null,null,null,null,null,3.7357810033418999,53.5972424353685,null,"2012-03-13T12:00:00",5.5,null,18,null,null,null,null,null,null,null,null,null,null,null,null,null,null,null,0.16019750370347871,46.143305967820964,null,"2012-03-15",5.5,null,18.3,null,null,null,null,null,null,null,null,null,null,null,null,null,null,null,-1.1547972155795481,2.4217279445833384,null,"2012-03-15",5.5,null,null,null,null,null,null,null,null,null,null,null,null,null,null,null,null,null,-0.30838568946637707,15.584089673064172,null,"2012-03-14T12:00:00",5.5,5.5,18.2,null,null,null,null,null,null,null,null,null,null,null,null,null,null,null,5.5419430459317836,48.067982263425833,null,"2012-03-14",5.5,6,11,null,null,null,null,null,null,null,null,null,null,null,null,null,null,null,6.0874353586160854,37.532208181634942,null,"2012-03-16T12:00:00",5.5,4.8,15.9,null,null,null,null,null,null,null,null,null,null,null,null,null,null,null,4.6356682711526203,54.501297749619368,null,"2012-03-17T12:00:00",5.5,1.4,18,null,null,null,null,null,null,null,null,null,null,null,null,null,null,null,1.6230910824125568,53.811275457918548,null,"2012-03-15T12:00:00",5.5,null,null,null,null,null,null,null,null,null,null,null,null,null,null,null,null,null,-0.61777459945292157,20.692752056109303,null,"2012-03-16T12:00:00",5.5,null,null,null,null,null,null,null,null,null,null,null,null,null,null,null,null,null,0.44088187615268243,31.734560446584595,null,"2012-03-12T12:00:00",5.5,null,18.899999999999999,null,null,null,null,null,null,null,null,null,null,null,null,null,null,null,null,null,null,"2012-03-15T12:00:00",5.5,null,null,null,null,null,null,null,null,null,null,null,null,null,null,null,null,null,0.36918879023630269,46.513753464508085,null,"2012-03-14",5.5,null,null,null,null,null,null,null,null,null,null,null,null,null,null,null,null,null,null,null,null,"2012-03-12T12:00:00",5.5,3.7,16,null,null,null,null,null,null,null,null,null,null,null,null,null,null,null,1.8751115163691687,66.321640245210432,null,"2012-03-15T12:00:00",5.5,null,17,null,null,null,null,null,null,null,null,null,null,null,null,null,null,null,1.7576439838115432,85.565223293086532,null,"2012-03-14T12:00:00",5.5,8.86,12,null,null,null,null,null,null,null,null,null,null,null,null,null,null,null,10.70188399967337,11.635867021343321,null,"2012-03-15",5.5,null,17,null,null,null,null,null,null,null,null,null,null,null,null,null,null,null,3.1598926108764722,63.259688941762995,null,"2012-03-15",5.5,null,18.899999999999999,null,null,null,null,null,null,null,null,null,null,null,null,null,null,null,0.77316359165573756,45.302253022377656,null,"2012-03-13T12:00:00",5.5,null,17.899999999999999,null,null,null,null,null,null,null,null,null,null,null,null,null,null,null,null,null,null,"2012-03-17",5.5,null,21,null,null,null,null,null,null,null,null,null,null,null,null,null,null,null,1.7606970328054443,38.052231246447995,null,"2012-03-15T12:00:00",5.5,null,16.899999999999999,null,null,null,null,null,null,null,null,null,null,null,null,null,null,null,3.7525356423717464,53.507306970349156,null,"2012-03-13T12:00:00",5.5,null,18,null,null,null,null,null,null,null,null,null,null,null,null,null,null,null,-0.30034839041918732,38.627614458571728,null,"2012-03-15",5.5,null,18.3,null,null,null,null,null,null,null,null,null,null,null,null,null,null,null,-1.1591345456009765,2.3579810038984097,null,"2012-03-15",5.5,null,null,null,null,null,null,null,null,null,null,null,null,null,null,null,null,null,-0.64143164787625673,12.452788038908778,null,"2012-03-14T12:00:00",5.5,5.5,18.2,null,null,null,null,null,null,null,null,null,null,null,null,null,null,null,5.544701487710185,48.189733916966652,null,"2012-03-14",5.5,6,11,null,null,null,null,null,null,null,null,null,null,null,null,null,null,null,6.0978504738702339,37.719851745424855,null,"2012-03-16T12:00:00",5.5,4.8,15.9,null,null,null,null,null,null,null,null,null,null,null,null,null,null,null,4.6796970473882524,53.942611982757704,null,"2012-03-17T12:00:00",5.5,1.4,18,null,null,null,null,null,null,null,null,null,null,null,null,null,null,null,1.5671810274163314,55.104400179315334,null,"2012-03-15T12:00:00",5.5,null,null,null,null,null,null,null,null,null,null,null,null,null,null,null,null,null,-0.97995281978725635,14.59276816171818,null,"2012-03-16T12:00:00",5.5,null,null,null,null,null,null,null,null,null,null,null,null,null,null,null,null,null,0.46805241858371632,31.634027042940048,null,"2012-03-12T12:00:00",5.5,null,18.899999999999999,null,null,null,null,null,null,null,null,null,null,null,null,null,null,null,null,null,null,"2012-03-15T12:00:00",5.5,null,null,null,null,null,null,null,null,null,null,null,null,null,null,null,null,null,0.43148742818561386,44.061085230163108,null,"2012-03-14",5.5,null,null,null,null,null,null,null,null,null,null,null,null,null,null,null,null,null,null,null,null,"2012-03-12T12:00:00",5.5,3.7,16,null,null,null,null,null,null,null,null,null,null,null,null,null,null,null,2.180686514503531,80.539957470099182,null,"2012-03-15T12:00:00",5.5,null,17,null,null,null,null,null,null,null,null,null,null,null,null,null,null,null,1.9062099003120931,81.751595385392292,null,"2012-03-14T12:00:00",5.5,8.86,12,null,null,null,null,null,null,null,null,null,null,null,null,null,null,null,10.702532875748172,11.611805956189345,null,"2012-03-15",5.5,null,17,null,null,null,null,null,null,null,null,null,null,null,null,null,null,null,3.0950326730937143,63.056304321296842,null,"2012-03-15",5.5,null,18.899999999999999,null,null,null,null,null,null,null,null,null,null,null,null,null,null,null,0.5583906043159268,40.156458072761637,null,"2012-03-13T12:00:00",5.5,null,17.899999999999999,null,null,null,null,null,null,null,null,null,null,null,null,null,null,null,null,null,null,"2012-03-17",5.5,null,21,null,null,null,null,null,null,null,null,null,null,null,null,null,null,null,1.6694339446747295,39.067651031819139,null,"2012-03-15T12:00:00",5.5,null,16.899999999999999,null,null,null,null,null,null,null,null,null,null,null,null,null,null,null,3.6789761953459283,48.658601909375889,null,"2012-03-13T12:00:00",5.5,null,18,null,null,null,null,null,null,null,null,null,null,null,null,null,null,null,1.5990555281013577E-2,44.891255788940541,null,"2012-03-15",5.5,null,18.3,null,null,null,null,null,null,null,null,null,null,null,null,null,null,null,-1.1526178831550522,2.48110926657822,null,"2012-03-15",5.5,null,null,null,null,null,null,null,null,null,null,null,null,null,null,null,null,null,-0.34373508631159339,15.077573742888422,null,"2012-03-14T12:00:00",5.5,5.5,18.2,null,null,null,null,null,null,null,null,null,null,null,null,null,null,null,5.537194174092158,48.580547901343145,null,"2012-03-14",5.5,6,11,null,null,null,null,null,null,null,null,null,null,null,null,null,null,null,6.0692408906950144,37.587143560171448,null,"2012-03-16T12:00:00",5.5,4.8,15.9,null,null,null,null,null,null,null,null,null,null,null,null,null,null,null,4.7006727501202006,54.509074317579859,null,"2012-03-17T12:00:00",5.5,1.4,18,null,null,null,null,null,null,null,null,null,null,null,null,null,null,null,1.5777460202646427,54.342471327622704,null,"2012-03-15T12:00:00",5.5,null,null,null,null,null,null,null,null,null,null,null,null,null,null,null,null,null,-0.97425631128741808,14.692342544773872,null,"2012-03-16T12:00:00",5.5,null,null,null,null,null,null,null,null,null,null,null,null,null,null,null,null,null,0.46871045415540691,32.237493875205558,null,"2012-03-12T12:00:00",5.5,null,18.899999999999999,null,null,null,null,null,null,null,null,null,null,null,null,null,null,null,null,null,null,"2012-03-15T12:00:00",5.5,null,null,null,null,null,null,null,null,null,null,null,null,null,null,null,null,null,0.72906056485855297,39.13517192258265,null,"2012-03-14",5.5,null,null,null,null,null,null,null,null,null,null,null,null,null,null,null,null,null,null,null,null,"2012-03-12T12:00:00",5.5,3.7,16,null,null,null,null,null,null,null,null,null,null,null,null,null,null,null,2.1929223059449807,87.448746240660171,null,"2012-03-15T12:00:00",5.5,null,17,null,null,null,null,null,null,null,null,null,null,null,null,null,null,null,1.5567134562080533,93.562409484540495,null,"2012-03-14T12:00:00",5.5,8.86,12,null,null,null,null,null,null,null,null,null,null,null,null,null,null,null,10.70892590713431,11.463754020898739,null,"2012-03-15",5.5,null,17,null,null,null,null,null,null,null,null,null,null,null,null,null,null,null,3.1384060056128003,63.441296801130775,null,"2012-03-15",5.5,null,18.899999999999999,null,null,null,null,null,null,null,null,null,null,null,null,null,null,null,0.77059606685381743,41.81439480630543,null,"2012-03-13T12:00:00",5.5,null,17.899999999999999,null,null,null,null,null,null,null,null,null,null,null,null,null,null,null,null,null,null,"2012-03-17",5.5,null,21,null,null,null,null,null,null,null,null,null,null,null,null,null,null,null,1.7537369281892894,38.061673103653405,null,"2012-03-15T12:00:00",5.5,null,16.899999999999999,null,null,null,null,null,null,null,null,null,null,null,null,null,null,null,3.6939085084027496,53.973329245675586,null,"2012-03-13T12:00:00",5.5,null,18,null,null,null,null,null,null,null,null,null,null,null,null,null,null,null,0.42687621043086943,50.055601836268252,null,"2012-03-15",5.5,null,18.3,null,null,null,null,null,null,null,null,null,null,null,null,null,null,null,-1.1635571585518134,2.2274889377114726,null,"2012-03-15",5.5,null,null,null,null,null,null,null,null,null,null,null,null,null,null,null,null,null,-0.63104627350931175,11.76371217499185,null,"2012-03-14T12:00:00",5.5,5.5,18.2,null,null,null,null,null,null,null,null,null,null,null,null,null,null,null,5.5623106462043026,48.176598768899431,null,"2012-03-14",5.5,6,11,null,null,null,null,null,null,null,null,null,null,null,null,null,null,null,6.088644184611347,37.546451522493768,null,"2012-03-16T12:00:00",5.5,4.8,15.9,null,null,null,null,null,null,null,null,null,null,null,null,null,null,null,4.6969892642569446,55.298205985819024,null,"2012-03-17T12:00:00",5.5,1.4,18,null,null,null,null,null,null,null,null,null,null,null,null,null,null,null,1.6110881271151909,53.417058617206344,null,"2012-03-15T12:00:00",5.5,null,null,null,null,null,null,null,null,null,null,null,null,null,null,null,null,null,-0.42907855057734723,22.527228911575417,null,"2012-03-16T12:00:00",5.5,null,null,null,null,null,null,null,null,null,null,null,null,null,null,null,null,null,0.42860969059605852,31.535398935826869,null,"2012-03-12T12:00:00",5.5,null,18.899999999999999,null,null,null,null,null,null,null,null,null,null,null,null,null,null,null,null,null,null,"2012-03-15T12:00:00",5.5,null,null,null,null,null,null,null,null,null,null,null,null,null,null,null,null,null,0.56033003757210653,40.690110188406955,null,"2012-03-14",5.5,null,null,null,null,null,null,null,null,null,null,null,null,null,null,null,null,null,null,null,null,"2012-03-12T12:00:00",5.5,3.7,16,null,null,null,null,null,null,null,null,null,null,null,null,null,null,null,2.0041395477954853,74.706568625139212]
["2012-03-18",8,1.1000000000000001,21,null,null,null,null,null,null,null,null,null,null,null,null,null,null,null,1.0206908193760125,48.597103587038475,null,"2012-03-17",8,4,20,null,null,null,null,null,null,null,null,null,null,null,null,null,null,null,3.1763785584541679,40.697412761323477,null,"2012-03-17T12:00:00",8,8.1999999999999993,17,null,null,null,null,null,null,null,null,null,null,null,null,null,null,null,7.3661502432419459,42.41233167945002,null,"2012-03-17T12:00:00",8,6.5,1,null,null,null,null,null,null,null,null,null,null,null,null,null,null,null,5.6607704320867036,40.948669371713706,null,"2012-03-16",8,null,null,null,null,null,null,null,null,null,null,null,null,null,null,null,null,null,-1.0658828836113727,1.8259314779931062,null,"2012-03-19T12:00:00",8,null,22,null,null,null,null,null,null,null,null,null,null,null,null,null,null,null,-0.26734787563790363,14.753153374505073,null,"2012-03-18",8,null,17.899999999999999,null,null,null,null,null,null,null,null,null,null,null,null,null,null,null,-0.61975403489840786,7.018722494370067,null,"2012-03-16",8,null,null,null,null,null,null,null,null,null,null,null,null,null,null,null,null,null,-1.1422409260788435,0.68214763864416472,null,"2012-03-17T12:00:00",8,null,18,null,null,null,null,null,null,null,null,null,null,null,null,null,null,null,-1.2550431701853872,5.6959757807388431,null,"2012-03-17T12:00:00",8,null,null,null,null,null,null,null,null,null,null,null,null,null,null,null,null,null,-0.92205884906648894,10.266597258951055,null,"2012-03-17",8,null,null,null,null,null,null,null,null,null,null,null,null,null,null,null,null,null,2.9266658447773048,23.426449275572441,null,"2012-03-16T12:00:00",8,null,null,null,null,null,null,null,null,null,null,null,null,null,null,null,null,null,3.9143355670274218,31.916779042369427,null,"2012-03-19",8,null,null,null,null,null,null,null,null,null,null,null,null,null,null,null,null,null,1.4230511982305702,33.309127744541463,null,"2012-03-20",8,null,null,null,null,null,null,null,null,null,null,null,null,null,null,null,null,null,-0.45089719010612972,8.8655264808844283,null,"2012-03-18",8,null,null,null,null,null,null,null,null,null,null,null,null,null,null,null,null,null,-1.0032956161785518,0.74694993653565378,null,"2012-03-19",8,null,null,null,null,null,null,null,null,null,null,null,null,null,null,null,null,null,-0.60113030783505761,6.5568074116508965,null,"2012-03-15",8,null,21.9,null,null,null,null,null,null,null,null,null,null,null,null,null,null,null,null,null,null,"2012-03-18",8,null,null,null,null,null,null,null,null,null,null,null,null,null,null,null,null,null,-0.63351834288949804,5.8426469382959665,null,"2012-03-16T12:00:00",8,null,null,null,null,null,null,null,null,null,null,null,null,null,null,null,null,null,null,null,null,"2012-03-15",8,null,null,null,null,null,null,null,null,null,null,null,null,null,null,null,null,null,-0.53751782807653248,14.337567481993045,null,"2012-03-18",8,null,18,null,null,null,null,null,null,null,null,null,null,null,null,null,null,null,-1.0172272251570036,8.6789773030759338,null,"2012-03-17",8,7.58,9,null,null,null,null,null,null,null,null,null,null,null,null,null,null,null,7.6987061215340153,46.550952531784077,null,"2012-03-17T12:00:00",8,null,18,null,null,null,null,null,null,null,null,null,null,null,null,null,null,null,-0.10145185586420268,22.554645602038583,null,"2012-03-17T12:00:00",8,null,21.9,null,null,null,null,null,null,null,null,null,null,null,null,null,null,null,-1.0411843167680934,7.2503754363953004,null,"2012-03-16",8,null,null,null,null,null,null,null,null,null,null,null,null,null,null,null,null,null,null,null,null,"2012-03-19T12:00:00",8,null,22,null,null,null,null,null,null,null,null,null,null,null,null,null,null,null,-0.33003007290772862,14.594496985782216,null,"2012-03-18",8,null,17.899999999999999,null,null,null,null,null,null,null,null,null,null,null,null,null,null,null,0.69780654812680298,26.115155333876245,null,"2012-03-16",8,null,null,null,null,null,null,null,null,null,null,null,null,null,null,null,null,null,-1.0028562083188164,2.5693531715174607,null,"2012-03-17T12:00:00",8,null,18,null,null,null,null,null,null,null,null,null,null,null,null,null,null,null,-1.2742762723830634,5.4688562186661596,null,"2012-03-17T12:00:00",8,null,null,null,null,null,null,null,null,null,null,null,null,null,null,null,null,null,-0.93039635267972332,10.231600468229441,null,"2012-03-17",8,null,null,null,null,null,null,null,null,null,null,null,null,null,null,null,null,null,2.9326887990887207,23.050221369637914,null,"2012-03-16T12:00:00",8,null,null,null,null,null,null,null,null,null,null,null,null,null,null,null,null,null,3.8730961410150355,31.942644824089882,null,"2012-03-19",8,null,null,null,null,null,null,null,null,null,null,null,null,null,null,null,null,null,1.359228498705084,32.376003939561251,null,"2012-03-20",8,null,null,null,null,null,null,null,null,null,null,null,null,null,null,null,null,null,-0.54899011422195254,9.3541492511356328,null,"2012-03-18",8,null,null,null,null,null,null,null,null,null,null,null,null,null,null,null,null,null,-1.1246304482124176,-0.29330903000870734,null,"2012-03-19",8,null,null,null,null,null,null,null,null,null,null,null,null,null,null,null,null,null,-0.65865429968656786,5.9569849000197239,null,"2012-03-15",8,null,21.9,null,null,null,null,null,null,null,null,null,null,null,null,null,null,null,null,null,null,"2012-03-18",8,null,null,null,null,null,null,null,null,null,null,null,null,null,null,null,null,null,-1.0096920809527175,3.2980511916798161,null,"2012-03-16T12:00:00",8,null,null,null,null,null,null,null,null,null,null,null,null,null,null,null,null,null,null,null,null,"2012-03-15",8,null,null,null,null,null,null,null,null,null,null,null,null,null,null,null,null,null,-0.74878883921058814,9.9751804248269966,null,"2012-03-18",8,null,18,null,null,null,null,null,null,null,null,null,null,null,null,null,null,null,-0.8119719954772181,10.521676872589627,null,"2012-03-17",8,7.58,9,null,null,null,null,null,null,null,null,null,null,null,null,null,null,null,7.574542178140284,46.675045184816462,null,"2012-03-17T12:00:00",8,null,18,null,null,null,null,null,null,null,null,null,null,null,null,null,null,null,-1.241365644191009E-2,23.357262090832709,null,"2012-03-17T12:00:00",8,null,21.9,null,null,null,null,null,null,null,null,null,null,null,null,null,null,null,-0.99163431122236556,7.9744752789482565,null,"2012-03-16",8,null,null,null,null,null,null,null,null,null,null,null,null,null,null,null,null,null,null,null,null,"2012-03-19T12:00:00",8,null,22,null,null,null,null,null,null,null,null,null,null,null,null,null,null,null,-0.28256751548979359,14.747915634271779,null,"2012-03-18",8,null,17.899999999999999,null,null,null,null,null,null,null,null,null,null,null,null,null,null,null,0.71479775081121411,26.193737213024907,null,"2012-03-16",8,null,null,null,null,null,null,null,null,null,null,null,null,null,null,null,null,null,-1.1203412983544412,1.0209288453421295,null,"2012-03-17T12:00:00",8,null,18,null,null,null,null,null,null,null,null,null,null,null,null,null,null,null,-1.2763061853668149,5.4571995889304237,null,"2012-03-17T12:00:00",8,null,null,null,null,null,null,null,null,null,null,null,null,null,null,null,null,null,-1.0885893184980671,8.9564136453518568,null,"2012-03-17",8,null,null,null,null,null,null,null,null,null,null,null,null,null,null,null,null,null,2.9323134919375993,23.044501060543336,null,"2012-03-16T12:00:00",8,null,null,null,null,null,null,null,null,null,null,null,null,null,null,null,null,null,3.8672570664665735,32.155436041185247,null,"2012-03-19",8,null,null,null,null,null,null,null,null,null,null,null,null,null,null,null,null,null,1.4011904385452905,32.797337995691962,null,"2012-03-20",8,null,null,null,null,null,null,null,null,null,null,null,null,null,null,null,null,null,-0.62283427500477129,8.8711287986902274,null,"2012-03-18",8,null,null,null,null,null,null,null,null,null,null,null,null,null,null,null,null,null,-1.2412467465872541,-1.5474192751398865,null,"2012-03-19",8,null,null,null,null,null,null,null,null,null,null,null,null,null,null,null,null,null,-0.63943527364453878,6.0866072173085009,null,"2012-03-15",8,null,21.9,null,null,null,null,null,null,null,null,null,null,null,null,null,null,null,null,null,null,"2012-03-18",8,null,null,null,null,null,null,null,null,null,null,null,null,null,null,null,null,null,-0.90123941535530239,3.9226505726418859,null,"2012-03-16T12:00:00",8,null,null,null,null,null,null,null,null,null,null,null,null,null,null,null,null,null,null,null,null,"2012-03-15",8,null,null,null,null,null,null,null,null,null,null,null,null,null,null,null,null,null,-0.89570644769099916,8.8292189640679481,null,"2012-03-18",8,null,18,null,null,null,null,null,null,null,null,null,null,null,null,null,null,null,-0.74636098417380947,11.758137222539585,null,"2012-03-17",8,7.58,9,null,null,null,null,null,null,null,null,null,null,null,null,null,null,null,7.5916613233598849,46.671967208943698,null,"2012-03-17T12:00:00",8,null,18,null,null,null,null,null,null,null,null,null,null,null,null,null,null,null,-4.1458493545310213E-2,22.946776497087008,null,"2012-03-17T12:00:00",8,null,21.9,null,null,null,null,null,null,null,null,null,null,null,null,null,null,null,-0.99527068155221221,7.5427204274055759,null,"2012-03-16",8,null,null,null,null,null,null,null,null,null,null,null,null,null,null,null,null,null,null,null,null,"2012-03-19T12:00:00",8,null,22,null,null,null,null,null,null,null,null,null,null,null,null,null,null,null,-0.35914378589617052,14.093110524198472,null,"2012-03-18",8,null,17.899999999999999,null,null,null,null,null,null,null,null,null,null,null,null,null,null,null,1.0892069169464831,21.688943823019319,null,"2012-03-16",8,null,null,null,null,null,null,null,null,null,null,null,null,null,null,null,null,null,-1.0500321983439393,1.9959088230483839,null,"2012-03-17T12:00:00",8,null,18,null,null,null,null,null,null,null,null,null,null,null,null,null,null,null,-1.2737022847208987,5.4747241658128694,null,"2012-03-17T12:00:00",8,null,null,null,null,null,null,null,null,null,null,null,null,null,null,null,null,null,-0.94609572645616635,10.123876494872093,null,"2012-03-17",8,null,null,null,null,null,null,null,null,null,null,null,null,null,null,null,null,null,2.8914263964514411,23.414418218462512,null,"2012-03-16T12:00:00",8,null,null,null,null,null,null,null,null,null,null,null,null,null,null,null,null,null,3.8512137339434838,31.980427525918159,null,"2012-03-19",8,null,null,null,null,null,null,null,null,null,null,null,null,null,null,null,null,null,1.3759632774089803,33.236972068743462,null,"2012-03-20",8,null,null,null,null,null,null,null,null,null,null,null,null,null,null,null,null,null,-0.59441815987009217,9.0732654036040135,null,"2012-03-18",8,null,null,null,null,null,null,null,null,null,null,null,null,null,null,null,null,null,-1.2394322282884158,-1.5282527021117411,null,"2012-03-19",8,null,null,null,null,null,null,null,null,null,null,null,null,null,null,null,null,null,-0.65569242382415294,6.1076035866805656,null,"2012-03-15",8,null,21.9,null,null,null,null,null,null,null,null,null,null,null,null,null,null,null,null,null,null,"2012-03-18",8,null,null,null,null,null,null,null,null,null,null,null,null,null,null,null,null,null,-0.6500089307519753,5.7871015494686366,null,"2012-03-16T12:00:00",8,null,null,null,null,null,null,null,null,null,null,null,null,null,null,null,null,null,null,null,null,"2012-03-15",8,null,null,null,null,null,null,null,null,null,null,null,null,null,null,null,null,null,-0.91497498350160689,8.2951616247571138,null,"2012-03-18",8,null,18,null,null,null,null,null,null,null,null,null,null,null,null,null,null,null,-1.003761715069041,7.9751870839083834,null,"2012-03-17",8,7.58,9,null,null,null,null,null,null,null,null,null,null,null,null,null,null,null,7.6850147390816792,46.502929833737589,null,"2012-03-17T12:00:00",8,null,18,null,null,null,null,null,null,null,null,null,null,null,null,null,null,null,-2.9222851681751823E-2,23.195310506204681,null,"2012-03-17T12:00:00",8,null,21.9,null,null,null,null,null,null,null,null,null,null,null,null,null,null,null,-0.94887200807696437,8.4852315206915154,null,"2012-03-16",8,null,null,null,null,null,null,null,null,null,null,null,null,null,null,null,null,null,null,null,null,"2012-03-19T12:00:00",8,null,22,null,null,null,null,null,null,null,null,null,null,null,null,null,null,null,-0.28722438028861286,14.720048049431144,null,"2012-03-18",8,null,17.899999999999999,null,null,null,null,null,null,null,null,null,null,null,null,null,null,null,0.63705034270681649,26.115393556594285,null,"2012-03-16",8,null,null,null,null,null,null,null,null,null,null,null,null,null,null,null,null,null,-0.93751555422243937,3.5079387257414614,null,"2012-03-17T12:00:00",8,null,18,null,null,null,null,null,null,null,null,null,null,null,null,null,null,null,-1.27731856974694,5.4452465538188761,null,"2012-03-17T12:00:00",8,null,null,null,null,null,null,null,null,null,null,null,null,null,null,null,null,null,-1.0688949745105867,9.0272901999895048,null,"2012-03-17",8,null,null,null,null,null,null,null,null,null,null,null,null,null,null,null,null,null,2.9323182682060835,23.363643784632895,null,"2012-03-16T12:00:00",8,null,null,null,null,null,null,null,null,null,null,null,null,null,null,null,null,null,3.8680570057252006,32.069128315431954,null,"2012-03-19",8,null,null,null,null,null,null,null,null,null,null,null,null,null,null,null,null,null,1.3685026379596257,32.824871797138186,null,"2012-03-20",8,null,null,null,null,null,null,null,null,null,null,null,null,null,null,null,null,null,-0.54362140260169212,9.3100415818967797,null,"2012-03-18",8,null,null,null,null,null,null,null,null,null,null,null,null,null,null,null,null,null,-1.0421033428155109,0.43073867529914134,null,"2012-03-19",8,null,null,null,null,null,null,null,null,null,null,null,null,null,null,null,null,null,-0.66159058219317335,5.9041365199340223,null,"2012-03-15",8,null,21.9,null,null,null,null,null,null,null,null,null,null,null,null,null,null,null,null,null,null,"2012-03-18",8,null,null,null,null,null,null,null,null,null,null,null,null,null,null,null,null,null,-0.79050208076165973,4.8959294980440955,null,"2012-03-16T12:00:00",8,null,null,null,null,null,null,null,null,null,null,null,null,null,null,null,null,null,null,null,null,"2012-03-15",8,null,null,null,null,null,null,null,null,null,null,null,null,null,null,null,null,null,-0.88474960610723707,8.8740018087038699]
["2012-03-21",11,null,null,null,null,null,null,null,null,null,null,null,null,null,null,null,null,null,-1.542957719329445,7.7207141795315382,null,"2012-03-20",11,0.2,24,null,null,null,null,null,null,null,null,null,null,null,null,null,null,null,-3.6486201820371565E-2,11.535028673066611,null,"2012-03-20T12:00:00",11,6,16,null,null,null,null,null,null,null,null,null,null,null,null,null,null,null,4.0423236295018903,25.983580727871836,null,"2012-03-20T12:00:00",11,2,21.5,null,null,null,null,null,null,null,null,null,null,null,null,null,null,null,2.5111818343504773,43.143286659017058,null,"2012-03-19",11,null,null,null,null,null,null,null,null,null,null,null,null,null,null,null,null,null,-1.1926884775574791,-0.88502910957376535,null,"2012-03-22T12:00:00",11,null,22,null,null,null,null,null,null,null,null,null,null,null,null,null,null,null,-0.90258996406607817,4.6579355503189683,null,"2012-03-21",11,null,19,null,null,null,null,null,null,null,null,null,null,null,null,null,null,null,-1.0630140200701705,-7.4997115627529531E-2,null,"2012-03-19",11,null,null,null,null,null,null,null,null,null,null,null,null,null,null,null,null,null,-1.247865085087178,-1.0991060072884724,null,"2012-03-20T12:00:00",11,null,17.3,null,null,null,null,null,null,null,null,null,null,null,null,null,null,null,-1.2906865918223387,5.4105631837534212,null,"2012-03-20T12:00:00",11,null,null,null,null,null,null,null,null,null,null,null,null,null,null,null,null,null,-1.1205889895127756,7.7693129848135021,null,"2012-03-20",11,null,null,null,null,null,null,null,null,null,null,null,null,null,null,null,null,null,1.0952137417888179,12.808908391514088,null,"2012-03-19T12:00:00",11,null,null,null,null,null,null,null,null,null,null,null,null,null,null,null,null,null,1.8508165610059208,25.341437752444989,null,"2012-03-22",11,null,null,null,null,null,null,null,null,null,null,null,null,null,null,null,null,null,-0.32610619532816465,10.050182938177429,null,"2012-03-23",11,null,null,null,null,null,null,null,null,null,null,null,null,null,null,null,null,null,-0.96744782034982924,0.88345210720655998,null,"2012-03-21",11,null,null,null,null,null,null,null,null,null,null,null,null,null,null,null,null,null,-1.1692808285107221,-1.6062352295123867,null,"2012-03-22",11,null,null,null,null,null,null,null,null,null,null,null,null,null,null,null,null,null,-0.98649226825039671,1.5025454991960387,null,"2012-03-18",11,null,null,null,null,null,null,null,null,null,null,null,null,null,null,null,null,null,null,null,null,"2012-03-21",11,null,null,null,null,null,null,null,null,null,null,null,null,null,null,null,null,null,-1.0171341430023222,0.26688873703970306,null,"2012-03-19T12:00:00",11,null,null,null,null,null,null,null,null,null,null,null,null,null,null,null,null,null,null,null,null,"2012-03-18",11,null,null,null,null,null,null,null,null,null,null,null,null,null,null,null,null,null,-1.1263154718926633,0.97946900405069015,null,"2012-03-21",11,null,18,null,null,null,null,null,null,null,null,null,null,null,null,null,null,null,-1.2451380857989216,1.9808471004024608,null,"2012-03-20",11,5.47,10,null,null,null,null,null,null,null,null,null,null,null,null,null,null,null,4.7337437065727404,27.393668030013057,null,"2012-03-20T12:00:00",11,null,18,null,null,null,null,null,null,null,null,null,null,null,null,null,null,null,-0.92841492737941134,7.3921589416011821,null,"2012-03-20T12:00:00",11,null,null,null,null,null,null,null,null,null,null,null,null,null,null,null,null,null,-1.2349266107191064,2.5190988618110199,null,"2012-03-19",11,null,null,null,null,null,null,null,null,null,null,null,null,null,null,null,null,null,null,null,null,"2012-03-22T12:00:00",11,null,22,null,null,null,null,null,null,null,null,null,null,null,null,null,null,null,-0.94405818150019893,4.4805495590940758,null,"2012-03-21",11,null,19,null,null,null,null,null,null,null,null,null,null,null,null,null,null,null,-0.82533265688304935,4.2229546390371091,null,"2012-03-19",11,null,null,null,null,null,null,null,null,null,null,null,null,null,null,null,null,null,-1.1940618101393692,-0.70685400909077922,null,"2012-03-20T12:00:00",11,null,17.3,null,null,null,null,null,null,null,null,null,null,null,null,null,null,null,-1.2991778396542237,5.3582526035735825,null,"2012-03-20T12:00:00",11,null,null,null,null,null,null,null,null,null,null,null,null,null,null,null,null,null,-1.1260166360344763,7.7473455846889392,null,"2012-03-20",11,null,null,null,null,null,null,null,null,null,null,null,null,null,null,null,null,null,1.1318366875631987,12.590587512856201,null,"2012-03-19T12:00:00",11,null,null,null,null,null,null,null,null,null,null,null,null,null,null,null,null,null,1.8124242036731431,25.265890776374135,null,"2012-03-22",11,null,null,null,null,null,null,null,null,null,null,null,null,null,null,null,null,null,-0.32729257985884058,9.7589413950105097,null,"2012-03-23",11,null,null,null,null,null,null,null,null,null,null,null,null,null,null,null,null,null,-1.0459569496540833,0.55159211463899882,null,"2012-03-21",11,null,null,null,null,null,null,null,null,null,null,null,null,null,null,null,null,null,-1.2329604276994395,-1.9346985543277215,null,"2012-03-22",11,null,null,null,null,null,null,null,null,null,null,null,null,null,null,null,null,null,-1.0103891075969229,1.3164654687162338,null,"2012-03-18",11,null,null,null,null,null,null,null,null,null,null,null,null,null,null,null,null,null,null,null,null,"2012-03-21",11,null,null,null,null,null,null,null,null,null,null,null,null,null,null,null,null,null,-1.2166088981142846,-0.85717834943285753,null,"2012-03-19T12:00:00",11,null,null,null,null,null,null,null,null,null,null,null,null,null,null,null,null,null,null,null,null,"2012-03-18",11,null,null,null,null,null,null,null,null,null,null,null,null,null,null,null,null,null,-1.1622910234920896,0.44222132481801535,null,"2012-03-21",11,null,18,null,null,null,null,null,null,null,null,null,null,null,null,null,null,null,-1.1558876820876769,2.6560299049393228,null,"2012-03-20",11,5.47,10,null,null,null,null,null,null,null,null,null,null,null,null,null,null,null,4.6154160285306647,27.225290018414182,null,"2012-03-20T12:00:00",11,null,18,null,null,null,null,null,null,null,null,null,null,null,null,null,null,null,-0.88899894290165482,7.6597601688226922,null,"2012-03-20T12:00:00",11,null,null,null,null,null,null,null,null,null,null,null,null,null,null,null,null,null,-1.2168113507334863,2.6513499029013903,null,"2012-03-19",11,null,null,null,null,null,null,null,null,null,null,null,null,null,null,null,null,null,null,null,null,"2012-03-22T12:00:00",11,null,22,null,null,null,null,null,null,null,null,null,null,null,null,null,null,null,-0.91397457134102611,4.6176832659333922,null,"2012-03-21",11,null,19,null,null,null,null,null,null,null,null,null,null,null,null,null,null,null,-0.81898802486757827,4.3003941148630052,null,"2012-03-19",11,null,null,null,null,null,null,null,null,null,null,null,null,null,null,null,null,null,-1.2403180874416311,-1.0380043745833329,null,"2012-03-20T12:00:00",11,null,17.3,null,null,null,null,null,null,null,null,null,null,null,null,null,null,null,-1.3005653933594277,5.3545318159069017,null,"2012-03-20T12:00:00",11,null,null,null,null,null,null,null,null,null,null,null,null,null,null,null,null,null,-1.2097283440059998,7.302125675149532,null,"2012-03-20",11,null,null,null,null,null,null,null,null,null,null,null,null,null,null,null,null,null,1.1333013899416766,12.572267158607399,null,"2012-03-19T12:00:00",11,null,null,null,null,null,null,null,null,null,null,null,null,null,null,null,null,null,1.7861039493888715,25.447295058140966,null,"2012-03-22",11,null,null,null,null,null,null,null,null,null,null,null,null,null,null,null,null,null,-0.31973414146673318,9.9536798865944753,null,"2012-03-23",11,null,null,null,null,null,null,null,null,null,null,null,null,null,null,null,null,null,-1.0822361253645039,0.31163952547069407,null,"2012-03-21",11,null,null,null,null,null,null,null,null,null,null,null,null,null,null,null,null,null,-1.2862411970232566,-2.2659268195228806,null,"2012-03-22",11,null,null,null,null,null,null,null,null,null,null,null,null,null,null,null,null,null,-1.0000193055008706,1.3743675960493142,null,"2012-03-18",11,null,null,null,null,null,null,null,null,null,null,null,null,null,null,null,null,null,null,null,null,"2012-03-21",11,null,null,null,null,null,null,null,null,null,null,null,null,null,null,null,null,null,-1.158191480417085,-0.52192644903356222,null,"2012-03-19T12:00:00",11,null,null,null,null,null,null,null,null,null,null,null,null,null,null,null,null,null,null,null,null,"2012-03-18",11,null,null,null,null,null,null,null,null,null,null,null,null,null,null,null,null,null,-1.2190564664625085,-3.25743197569206E-2,null,"2012-03-21",11,null,18,null,null,null,null,null,null,null,null,null,null,null,null,null,null,null,-1.1374739159106644,2.8465146006009689,null,"2012-03-20",11,5.47,10,null,null,null,null,null,null,null,null,null,null,null,null,null,null,null,4.6317940971082399,27.241318129527002,null,"2012-03-20T12:00:00",11,null,18,null,null,null,null,null,null,null,null,null,null,null,null,null,null,null,-0.89730919699677414,7.5693871094262786,null,"2012-03-20T12:00:00",11,null,null,null,null,null,null,null,null,null,null,null,null,null,null,null,null,null,-1.2126904529735425,2.6562249275252183,null,"2012-03-19",11,null,null,null,null,null,null,null,null,null,null,null,null,null,null,null,null,null,null,null,null,"2012-03-22T12:00:00",11,null,22,null,null,null,null,null,null,null,null,null,null,null,null,null,null,null,-0.94773750696263948,4.3749053034671874,null,"2012-03-21",11,null,19,null,null,null,null,null,null,null,null,null,null,null,null,null,null,null,-0.37345704983939709,5.9937943225793546,null,"2012-03-19",11,null,null,null,null,null,null,null,null,null,null,null,null,null,null,null,null,null,-1.2133046224234252,-0.8437488904096615,null,"2012-03-20T12:00:00",11,null,17.3,null,null,null,null,null,null,null,null,null,null,null,null,null,null,null,-1.2988878982823957,5.3596771859275689,null,"2012-03-20T12:00:00",11,null,null,null,null,null,null,null,null,null,null,null,null,null,null,null,null,null,-1.1359810567529174,7.7154329792714016,null,"2012-03-20",11,null,null,null,null,null,null,null,null,null,null,null,null,null,null,null,null,null,1.0665987362554465,12.712192238002356,null,"2012-03-19T12:00:00",11,null,null,null,null,null,null,null,null,null,null,null,null,null,null,null,null,null,1.7885148392370775,25.265661914990169,null,"2012-03-22",11,null,null,null,null,null,null,null,null,null,null,null,null,null,null,null,null,null,-0.35419146671806012,9.8647926791295237,null,"2012-03-23",11,null,null,null,null,null,null,null,null,null,null,null,null,null,null,null,null,null,-1.069301559959571,0.40517766128478949,null,"2012-03-21",11,null,null,null,null,null,null,null,null,null,null,null,null,null,null,null,null,null,-1.2853941844047265,-2.2608415038316023,null,"2012-03-22",11,null,null,null,null,null,null,null,null,null,null,null,null,null,null,null,null,null,-1.0144915336680089,1.3466814533980069,null,"2012-03-18",11,null,null,null,null,null,null,null,null,null,null,null,null,null,null,null,null,null,null,null,null,"2012-03-21",11,null,null,null,null,null,null,null,null,null,null,null,null,null,null,null,null,null,-1.0295853469957024,0.23785812565558895,null,"2012-03-19T12:00:00",11,null,null,null,null,null,null,null,null,null,null,null,null,null,null,null,null,null,null,null,null,"2012-03-18",11,null,null,null,null,null,null,null,null,null,null,null,null,null,null,null,null,null,-1.2214085339133927,-7.7583167086674565E-2,null,"2012-03-21",11,null,18,null,null,null,null,null,null,null,null,null,null,null,null,null,null,null,-1.2288988042724234,2.0598155794876871,null,"2012-03-20",11,5.47,10,null,null,null,null,null,null,null,null,null,null,null,null,null,null,null,4.7272082831855258,27.298069652471831,null,"2012-03-20T12:00:00",11,null,18,null,null,null,null,null,null,null,null,null,null,null,null,null,null,null,-0.89544093500790078,7.6041340767249626,null,"2012-03-20T12:00:00",11,null,null,null,null,null,null,null,null,null,null,null,null,null,null,null,null,null,-1.1997607126290226,2.7704674934190043,null,"2012-03-19",11,null,null,null,null,null,null,null,null,null,null,null,null,null,null,null,null,null,null,null,null,"2012-03-22T12:00:00",11,null,22,null,null,null,null,null,null,null,null,null,null,null,null,null,null,null,-0.91737678417952695,4.6129047292125396,null,"2012-03-21",11,null,19,null,null,null,null,null,null,null,null,null,null,null,null,null,null,null,-0.85961850628424863,3.9306614289402124,null,"2012-03-19",11,null,null,null,null,null,null,null,null,null,null,null,null,null,null,null,null,null,-1.1699521573263947,-0.52800012146091846,null,"2012-03-20T12:00:00",11,null,17.3,null,null,null,null,null,null,null,null,null,null,null,null,null,null,null,-1.30100991785928,5.3517529070875884,null,"2012-03-20T12:00:00",11,null,null,null,null,null,null,null,null,null,null,null,null,null,null,null,null,null,-1.1971634387406156,7.3608436081132176,null,"2012-03-20",11,null,null,null,null,null,null,null,null,null,null,null,null,null,null,null,null,null,1.1028610408062485,12.816964736690508,null,"2012-03-19T12:00:00",11,null,null,null,null,null,null,null,null,null,null,null,null,null,null,null,null,null,1.7912208196149237,25.439761280522625,null,"2012-03-22",11,null,null,null,null,null,null,null,null,null,null,null,null,null,null,null,null,null,-0.33452514143004963,9.7816248154962739,null,"2012-03-23",11,null,null,null,null,null,null,null,null,null,null,null,null,null,null,null,null,null,-1.0413131186951292,0.57083781078829854,null,"2012-03-21",11,null,null,null,null,null,null,null,null,null,null,null,null,null,null,null,null,null,-1.1905964657659696,-1.7058132829224077,null,"2012-03-22",11,null,null,null,null,null,null,null,null,null,null,null,null,null,null,null,null,null,-1.0109361607550127,1.306616814793319,null,"2012-03-18",11,null,null,null,null,null,null,null,null,null,null,null,null,null,null,null,null,null,null,null,null,"2012-03-21",11,null,null,null,null,null,null,null,null,null,null,null,null,null,null,null,null,null,-1.106576716182879,-0.18306789376454624,null,"2012-03-19T12:00:00",11,null,null,null,null,null,null,null,null,null,null,null,null,null,null,null,null,null,null,null,null,"2012-03-18",11,null,null,null,null,null,null,null,null,null,null,null,null,null,null,null,null,null,-1.2150398055583274,-7.1284774326429989E-4]
["2012-03-21T12:00:00",11.5,null,null,null,null,null,null,null,null,null,null,null,null,null,null,null,null,null,-1.6547082387328653,7.5226770365309266,null,"2012-03-20T12:00:00",11.5,-0.2,23,null,null,null,null,null,null,null,null,null,null,null,null,null,null,null,-0.27515677991389448,15.679009740631177,null,"2012-03-21",11.5,5.7,16,null,null,null,null,null,null,null,null,null,null,null,null,null,null,null,3.7110401080324897,22.943073230833917,null,"2012-03-21",11.5,1.6,21.5,null,null,null,null,null,null,null,null,null,null,null,null,null,null,null,1.8458335219516275,39.399269466294996,null,"2012-03-19T12:00:00",11.5,null,null,null,null,null,null,null,null,null,null,null,null,null,null,null,null,null,-1.2035017402878052,5.6557276970883725,null,"2012-03-23",11.5,null,22,null,null,null,null,null,null,null,null,null,null,null,null,null,null,null,-0.94647780765863443,1.9176660056294503,null,"2012-03-21T12:00:00",11.5,null,19,null,null,null,null,null,null,null,null,null,null,null,null,null,null,null,-1.0939377553144576,6.1558800629441572,null,"2012-03-19T12:00:00",11.5,null,null,null,null,null,null,null,null,null,null,null,null,null,null,null,null,null,-1.2553226266732445,5.4590628565663835,null,"2012-03-21",11.5,null,null,null,null,null,null,null,null,null,null,null,null,null,null,null,null,null,-1.2933868228116248,-1.1285120869253418,null,"2012-03-21",11.5,null,null,null,null,null,null,null,null,null,null,null,null,null,null,null,null,null,-1.1374809994473645,0.96505401718577188,null,"2012-03-20T12:00:00",11.5,null,null,null,null,null,null,null,null,null,null,null,null,null,null,null,null,null,0.88348258313975381,18.069070619473774,null,"2012-03-20",11.5,null,null,null,null,null,null,null,null,null,null,null,null,null,null,null,null,null,1.5723187739784719,21.962724676152504,null,"2012-03-22T12:00:00",11.5,null,null,null,null,null,null,null,null,null,null,null,null,null,null,null,null,null,-0.45544205253312176,10.624048741499511,null,"2012-03-23T12:00:00",11.5,null,null,null,null,null,null,null,null,null,null,null,null,null,null,null,null,null,-1.0048358486681157,7.0916338297827437,null,"2012-03-21T12:00:00",11.5,null,null,null,null,null,null,null,null,null,null,null,null,null,null,null,null,null,-1.1824615389940401,4.9018167964274637,null,"2012-03-22T12:00:00",11.5,null,null,null,null,null,null,null,null,null,null,null,null,null,null,null,null,null,-1.0179515199417275,7.8239437454136969,null,"2012-03-18T12:00:00",11.5,null,null,null,null,null,null,null,null,null,null,null,null,null,null,null,null,null,null,null,null,"2012-03-21T12:00:00",11.5,null,null,null,null,null,null,null,null,null,null,null,null,null,null,null,null,null,-1.0464854857422363,6.5902590569658068,null,"2012-03-20",11.5,null,null,null,null,null,null,null,null,null,null,null,null,null,null,null,null,null,null,null,null,"2012-03-18T12:00:00",11.5,null,null,null,null,null,null,null,null,null,null,null,null,null,null,null,null,null,-1.1549227787895406,7.1634183656333974,null,"2012-03-21T12:00:00",11.5,null,null,null,null,null,null,null,null,null,null,null,null,null,null,null,null,null,-1.2554786405305067,4.0848033776382993,null,"2012-03-20T12:00:00",11.5,5.2,10,null,null,null,null,null,null,null,null,null,null,null,null,null,null,null,4.348998425942149,32.186969607681363,null,"2012-03-21",11.5,null,null,null,null,null,null,null,null,null,null,null,null,null,null,null,null,null,-0.97847752106538655,4.4601896618955514,null,"2012-03-21",11.5,null,null,null,null,null,null,null,null,null,null,null,null,null,null,null,null,null,-1.2448776869018978,0.16663824981436165,null,"2012-03-19T12:00:00",11.5,null,null,null,null,null,null,null,null,null,null,null,null,null,null,null,null,null,null,null,null,"2012-03-23",11.5,null,22,null,null,null,null,null,null,null,null,null,null,null,null,null,null,null,-0.98521284660883401,1.7590938598027135,null,"2012-03-21T12:00:00",11.5,null,19,null,null,null,null,null,null,null,null,null,null,null,null,null,null,null,-0.91416600876117382,9.241933607734202,null,"2012-03-19T12:00:00",11.5,null,null,null,null,null,null,null,null,null,null,null,null,null,null,null,null,null,-1.2072538443126555,5.7816276942972467,null,"2012-03-21",11.5,null,null,null,null,null,null,null,null,null,null,null,null,null,null,null,null,null,-1.3011161982683894,-1.1713408003613925,null,"2012-03-21",11.5,null,null,null,null,null,null,null,null,null,null,null,null,null,null,null,null,null,-1.1425694507619635,0.94533992901875152,null,"2012-03-20T12:00:00",11.5,null,null,null,null,null,null,null,null,null,null,null,null,null,null,null,null,null,0.92334187212219343,17.886412958764538,null,"2012-03-20",11.5,null,null,null,null,null,null,null,null,null,null,null,null,null,null,null,null,null,1.5353142330225176,21.873806841066706,null,"2012-03-22T12:00:00",11.5,null,null,null,null,null,null,null,null,null,null,null,null,null,null,null,null,null,-0.45267685853134498,10.413391844155921,null,"2012-03-23T12:00:00",11.5,null,null,null,null,null,null,null,null,null,null,null,null,null,null,null,null,null,-1.0780801512455942,6.7813357446175662,null,"2012-03-21T12:00:00",11.5,null,null,null,null,null,null,null,null,null,null,null,null,null,null,null,null,null,-1.2412153976159452,4.620419642933566,null,"2012-03-22T12:00:00",11.5,null,null,null,null,null,null,null,null,null,null,null,null,null,null,null,null,null,-1.0390856541326909,7.6671391966145146,null,"2012-03-18T12:00:00",11.5,null,null,null,null,null,null,null,null,null,null,null,null,null,null,null,null,null,null,null,null,"2012-03-21T12:00:00",11.5,null,null,null,null,null,null,null,null,null,null,null,null,null,null,null,null,null,-1.2290339508034038,5.6212973113181652,null,"2012-03-20",11.5,null,null,null,null,null,null,null,null,null,null,null,null,null,null,null,null,null,null,null,null,"2012-03-18T12:00:00",11.5,null,null,null,null,null,null,null,null,null,null,null,null,null,null,null,null,null,-1.1835645350064088,6.7685938296997081,null,"2012-03-21T12:00:00",11.5,null,null,null,null,null,null,null,null,null,null,null,null,null,null,null,null,null,-1.175553210919585,4.6489922950095055,null,"2012-03-20T12:00:00",11.5,5.2,10,null,null,null,null,null,null,null,null,null,null,null,null,null,null,null,4.2337101225280662,31.991758779745155,null,"2012-03-21",11.5,null,null,null,null,null,null,null,null,null,null,null,null,null,null,null,null,null,-0.94298916218645412,4.6819267855557527,null,"2012-03-21",11.5,null,null,null,null,null,null,null,null,null,null,null,null,null,null,null,null,null,-1.2286825016880394,0.27419347838006164,null,"2012-03-19T12:00:00",11.5,null,null,null,null,null,null,null,null,null,null,null,null,null,null,null,null,null,null,null,null,"2012-03-23",11.5,null,22,null,null,null,null,null,null,null,null,null,null,null,null,null,null,null,-0.95723108982183147,1.8806652581277357,null,"2012-03-21T12:00:00",11.5,null,19,null,null,null,null,null,null,null,null,null,null,null,null,null,null,null,-0.90892357959172387,9.3026661384679343,null,"2012-03-19T12:00:00",11.5,null,null,null,null,null,null,null,null,null,null,null,null,null,null,null,null,null,-1.2486615823165315,5.5086457244444054,null,"2012-03-21",11.5,null,null,null,null,null,null,null,null,null,null,null,null,null,null,null,null,null,-1.3024484196128203,-1.1744990788318375,null,"2012-03-21",11.5,null,null,null,null,null,null,null,null,null,null,null,null,null,null,null,null,null,-1.2195689057521528,0.5606687710280891,null,"2012-03-20T12:00:00",11.5,null,null,null,null,null,null,null,null,null,null,null,null,null,null,null,null,null,0.92507678532300053,17.871300724717265,null,"2012-03-20",11.5,null,null,null,null,null,null,null,null,null,null,null,null,null,null,null,null,null,1.5061732742678566,22.037849812650879,null,"2012-03-22T12:00:00",11.5,null,null,null,null,null,null,null,null,null,null,null,null,null,null,null,null,null,-0.44786875913429941,10.564148883276758,null,"2012-03-23T12:00:00",11.5,null,null,null,null,null,null,null,null,null,null,null,null,null,null,null,null,null,-1.1107752898761838,6.5772396931528156,null,"2012-03-21T12:00:00",11.5,null,null,null,null,null,null,null,null,null,null,null,null,null,null,null,null,null,-1.2895756411085744,4.3409140883160617,null,"2012-03-22T12:00:00",11.5,null,null,null,null,null,null,null,null,null,null,null,null,null,null,null,null,null,-1.0295931099737827,7.7175452042240931,null,"2012-03-18T12:00:00",11.5,null,null,null,null,null,null,null,null,null,null,null,null,null,null,null,null,null,null,null,null,"2012-03-21T12:00:00",11.5,null,null,null,null,null,null,null,null,null,null,null,null,null,null,null,null,null,-1.1756755547165365,5.9112424315773611,null,"2012-03-20",11.5,null,null,null,null,null,null,null,null,null,null,null,null,null,null,null,null,null,null,null,null,"2012-03-18T12:00:00",11.5,null,null,null,null,null,null,null,null,null,null,null,null,null,null,null,null,null,-1.233438906122956,6.3829223686153114,null,"2012-03-21T12:00:00",11.5,null,null,null,null,null,null,null,null,null,null,null,null,null,null,null,null,null,-1.1596834296249057,4.7998022644115856,null,"2012-03-20T12:00:00",11.5,5.2,10,null,null,null,null,null,null,null,null,null,null,null,null,null,null,null,4.249799005005185,32.010404351026452,null,"2012-03-21",11.5,null,null,null,null,null,null,null,null,null,null,null,null,null,null,null,null,null,-0.95000908116986615,4.6103154260128187,null,"2012-03-21",11.5,null,null,null,null,null,null,null,null,null,null,null,null,null,null,null,null,null,-1.2246758998303715,0.28206489951153618,null,"2012-03-19T12:00:00",11.5,null,null,null,null,null,null,null,null,null,null,null,null,null,null,null,null,null,null,null,null,"2012-03-23",11.5,null,22,null,null,null,null,null,null,null,null,null,null,null,null,null,null,null,-0.98740309192066189,1.6773298567322033,null,"2012-03-21T12:00:00",11.5,null,19,null,null,null,null,null,null,null,null,null,null,null,null,null,null,null,-0.49293730637865346,11.125151596053197,null,"2012-03-19T12:00:00",11.5,null,null,null,null,null,null,null,null,null,null,null,null,null,null,null,null,null,-1.2244821483000068,5.6678613938185318,null,"2012-03-21",11.5,null,null,null,null,null,null,null,null,null,null,null,null,null,null,null,null,null,-1.3008470812430875,-1.1701669186724761,null,"2012-03-21",11.5,null,null,null,null,null,null,null,null,null,null,null,null,null,null,null,null,null,-1.1520553004845138,0.91799420107657614,null,"2012-03-20T12:00:00",11.5,null,null,null,null,null,null,null,null,null,null,null,null,null,null,null,null,null,0.85649462292656642,17.969790367381435,null,"2012-03-20",11.5,null,null,null,null,null,null,null,null,null,null,null,null,null,null,null,null,null,1.5114966286195091,21.865031552474083,null,"2012-03-22T12:00:00",11.5,null,null,null,null,null,null,null,null,null,null,null,null,null,null,null,null,null,-0.48067987265656242,10.459455446095888,null,"2012-03-23T12:00:00",11.5,null,null,null,null,null,null,null,null,null,null,null,null,null,null,null,null,null,-1.0992246306833029,6.6555890642329043,null,"2012-03-21T12:00:00",11.5,null,null,null,null,null,null,null,null,null,null,null,null,null,null,null,null,null,-1.2888042739129399,4.3452147280019773,null,"2012-03-22T12:00:00",11.5,null,null,null,null,null,null,null,null,null,null,null,null,null,null,null,null,null,-1.0436162930014088,7.6907180285034711,null,"2012-03-18T12:00:00",11.5,null,null,null,null,null,null,null,null,null,null,null,null,null,null,null,null,null,null,null,null,"2012-03-21T12:00:00",11.5,null,null,null,null,null,null,null,null,null,null,null,null,null,null,null,null,null,-1.0584889146073082,6.5642441691162485,null,"2012-03-20",11.5,null,null,null,null,null,null,null,null,null,null,null,null,null,null,null,null,null,null,null,null,"2012-03-18T12:00:00",11.5,null,null,null,null,null,null,null,null,null,null,null,null,null,null,null,null,null,-1.2351734333345679,6.3495406236396335,null,"2012-03-21T12:00:00",11.5,null,null,null,null,null,null,null,null,null,null,null,null,null,null,null,null,null,-1.2404023499675771,4.1577023413519276,null,"2012-03-20T12:00:00",11.5,5.2,10,null,null,null,null,null,null,null,null,null,null,null,null,null,null,null,4.3440770292476039,32.087206411137942,null,"2012-03-21",11.5,null,null,null,null,null,null,null,null,null,null,null,null,null,null,null,null,null,-0.9486187834100388,4.6362117852478795,null,"2012-03-21",11.5,null,null,null,null,null,null,null,null,null,null,null,null,null,null,null,null,null,-1.2133717388188676,0.37200164943357833,null,"2012-03-19T12:00:00",11.5,null,null,null,null,null,null,null,null,null,null,null,null,null,null,null,null,null,null,null,null,"2012-03-23",11.5,null,22,null,null,null,null,null,null,null,null,null,null,null,null,null,null,null,-0.96056569838489758,1.8769386825207648,null,"2012-03-21T12:00:00",11.5,null,19,null,null,null,null,null,null,null,null,null,null,null,null,null,null,null,-0.94411124238390809,8.9965870992100392,null,"2012-03-19T12:00:00",11.5,null,null,null,null,null,null,null,null,null,null,null,null,null,null,null,null,null,-1.1857376078245669,5.9267630042964026,null,"2012-03-21",11.5,null,null,null,null,null,null,null,null,null,null,null,null,null,null,null,null,null,-1.3028524488849906,-1.1767762011918186,null,"2012-03-21",11.5,null,null,null,null,null,null,null,null,null,null,null,null,null,null,null,null,null,-1.2079182678005738,0.6140647449872656,null,"2012-03-20T12:00:00",11.5,null,null,null,null,null,null,null,null,null,null,null,null,null,null,null,null,null,0.89093977232534038,18.082456484305652,null,"2012-03-20",11.5,null,null,null,null,null,null,null,null,null,null,null,null,null,null,null,null,null,1.5113082817714265,22.040450548743632,null,"2012-03-22T12:00:00",11.5,null,null,null,null,null,null,null,null,null,null,null,null,null,null,null,null,null,-0.46009724940504038,10.418932077994313,null,"2012-03-23T12:00:00",11.5,null,null,null,null,null,null,null,null,null,null,null,null,null,null,null,null,null,-1.0737442746693018,6.7995654889826218,null,"2012-03-21T12:00:00",11.5,null,null,null,null,null,null,null,null,null,null,null,null,null,null,null,null,null,-1.202283753176645,4.8164955990338862,null,"2012-03-22T12:00:00",11.5,null,null,null,null,null,null,null,null,null,null,null,null,null,null,null,null,null,-1.0394933190240878,7.6594670223259227,null,"2012-03-18T12:00:00",11.5,null,null,null,null,null,null,null,null,null,null,null,null,null,null,null,null,null,null,null,null,"2012-03-21T12:00:00",11.5,null,null,null,null,null,null,null,null,null,null,null,null,null,null,null,null,null,-1.1291031830105596,6.1978426620408076,null,"2012-03-20",11.5,null,null,null,null,null,null,null,null,null,null,null,null,null,null,null,null,null,null,null,null,"2012-03-18T12:00:00",11.5,null,null,null,null,null,null,null,null,null,null,null,null,null,null,null,null,null,-1.2298715315205764,6.4076236616529689]
["2012-03-25T12:00:00",15.5,null,null,null,null,null,null,null,null,null,null,null,null,null,null,null,null,null,-1.968368325299968,2.136199556408243,null,"2012-03-24T12:00:00",15.5,null,null,null,null,null,null,null,null,null,null,null,null,null,null,null,null,null,-0.98300731170360955,4.2139241145324124,null,"2012-03-25",15.5,-0.4,20.5,null,null,null,null,null,null,null,null,null,null,null,null,null,null,null,0.9047886045453819,16.968099536145893,null,"2012-03-25",15.5,null,null,null,null,null,null,null,null,null,null,null,null,null,null,null,null,null,-0.71812512418047703,6.0950736301811776,null,"2012-03-23T12:00:00",15.5,null,null,null,null,null,null,null,null,null,null,null,null,null,null,null,null,null,-1.2533015902521518,5.2710216120843896,null,"2012-03-27",15.5,null,23.1,null,null,null,null,null,null,null,null,null,null,null,null,null,null,null,-1.1313281787626153,-0.26597705839832153,null,"2012-03-25T12:00:00",15.5,null,17.600000000000001,null,null,null,null,null,null,null,null,null,null,null,null,null,null,null,-1.2122380016672207,5.03488303416077,null,"2012-03-23T12:00:00",15.5,null,null,null,null,null,null,null,null,null,null,null,null,null,null,null,null,null,-1.2868984310116851,5.1754729503411951,null,"2012-03-25",15.5,null,null,null,null,null,null,null,null,null,null,null,null,null,null,null,null,null,-1.3055828402017278,-1.2155300109627127,null,"2012-03-25",15.5,null,null,null,null,null,null,null,null,null,null,null,null,null,null,null,null,null,-1.2147813840334161,0.3597118200076323,null,"2012-03-24T12:00:00",15.5,null,null,null,null,null,null,null,null,null,null,null,null,null,null,null,null,null,-0.18599415042941947,10.898407431572744,null,"2012-03-24",15.5,null,null,null,null,null,null,null,null,null,null,null,null,null,null,null,null,null,5.3177003185386051E-3,13.523030070187227,null,"2012-03-26T12:00:00",15.5,null,null,null,null,null,null,null,null,null,null,null,null,null,null,null,null,null,-0.94973905859325725,5.2627611420508771,null,"2012-03-27T12:00:00",15.5,null,null,null,null,null,null,null,null,null,null,null,null,null,null,null,null,null,-1.1595519241546335,5.6373557876187972,null,"2012-03-25T12:00:00",15.5,null,null,null,null,null,null,null,null,null,null,null,null,null,null,null,null,null,-1.2410404036349207,4.4181993571953821,null,"2012-03-26T12:00:00",15.5,null,null,null,null,null,null,null,null,null,null,null,null,null,null,null,null,null,-1.1567039436911775,6.6558785914043135,null,"2012-03-22T12:00:00",15.5,null,null,null,null,null,null,null,null,null,null,null,null,null,null,null,null,null,null,null,null,"2012-03-25T12:00:00",15.5,null,null,null,null,null,null,null,null,null,null,null,null,null,null,null,null,null,-1.1723697137892173,5.4785664797994,null,"2012-03-24",15.5,null,null,null,null,null,null,null,null,null,null,null,null,null,null,null,null,null,null,null,null,"2012-03-22T12:00:00",15.5,null,null,null,null,null,null,null,null,null,null,null,null,null,null,null,null,null,-1.2534458299782483,5.9446343421706489,null,"2012-03-25T12:00:00",15.5,null,null,null,null,null,null,null,null,null,null,null,null,null,null,null,null,null,-1.2928257969702717,3.6207908447866082,null,"2012-03-24T12:00:00",15.5,2.1,12.5,null,null,null,null,null,null,null,null,null,null,null,null,null,null,null,1.5289006896225554,24.776627311929868,null,"2012-03-25",15.5,null,null,null,null,null,null,null,null,null,null,null,null,null,null,null,null,null,-1.1671752907579032,2.3866646155600506,null,"2012-03-25",15.5,null,null,null,null,null,null,null,null,null,null,null,null,null,null,null,null,null,-1.282890182569,-0.23547861395499536,null,"2012-03-23T12:00:00",15.5,null,null,null,null,null,null,null,null,null,null,null,null,null,null,null,null,null,null,null,null,"2012-03-27",15.5,null,23.1,null,null,null,null,null,null,null,null,null,null,null,null,null,null,null,-1.1559246877321498,-0.33812718876680226,null,"2012-03-25T12:00:00",15.5,null,17.600000000000001,null,null,null,null,null,null,null,null,null,null,null,null,null,null,null,-1.1815611092557576,5.3957816730292061,null,"2012-03-23T12:00:00",15.5,null,null,null,null,null,null,null,null,null,null,null,null,null,null,null,null,null,-1.2621719985120385,5.2734229547062368,null,"2012-03-25",15.5,null,null,null,null,null,null,null,null,null,null,null,null,null,null,null,null,null,-1.3099942542511738,-1.2307041108865171,null,"2012-03-25",15.5,null,null,null,null,null,null,null,null,null,null,null,null,null,null,null,null,null,-1.2181154731618709,0.35076294458353868,null,"2012-03-24T12:00:00",15.5,null,null,null,null,null,null,null,null,null,null,null,null,null,null,null,null,null,-0.13727878659989867,10.907991958435638,null,"2012-03-24",15.5,null,null,null,null,null,null,null,null,null,null,null,null,null,null,null,null,null,-1.634531441241743E-2,13.404309229658494,null,"2012-03-26T12:00:00",15.5,null,null,null,null,null,null,null,null,null,null,null,null,null,null,null,null,null,-0.93914930967269805,5.2669992760403508,null,"2012-03-27T12:00:00",15.5,null,null,null,null,null,null,null,null,null,null,null,null,null,null,null,null,null,-1.2041652239612384,5.4918063085122464,null,"2012-03-25T12:00:00",15.5,null,null,null,null,null,null,null,null,null,null,null,null,null,null,null,null,null,-1.2772658882142987,4.3134091653914899,null,"2012-03-26T12:00:00",15.5,null,null,null,null,null,null,null,null,null,null,null,null,null,null,null,null,null,-1.1660273484378252,6.6051458270965044,null,"2012-03-22T12:00:00",15.5,null,null,null,null,null,null,null,null,null,null,null,null,null,null,null,null,null,null,null,null,"2012-03-25T12:00:00",15.5,null,null,null,null,null,null,null,null,null,null,null,null,null,null,null,null,null,-1.2773874902912561,5.1221008065168938,null,"2012-03-24",15.5,null,null,null,null,null,null,null,null,null,null,null,null,null,null,null,null,null,null,null,null,"2012-03-22T12:00:00",15.5,null,null,null,null,null,null,null,null,null,null,null,null,null,null,null,null,null,-1.2608501006755943,5.8841340090231897,null,"2012-03-25T12:00:00",15.5,null,null,null,null,null,null,null,null,null,null,null,null,null,null,null,null,null,-1.2518075486809537,3.7964020833461589,null,"2012-03-24T12:00:00",15.5,2.1,12.5,null,null,null,null,null,null,null,null,null,null,null,null,null,null,null,1.4608189029222782,24.353051555719542,null,"2012-03-25",15.5,null,null,null,null,null,null,null,null,null,null,null,null,null,null,null,null,null,-1.1474622165542658,2.4503351726833955,null,"2012-03-25",15.5,null,null,null,null,null,null,null,null,null,null,null,null,null,null,null,null,null,-1.2742941351235904,-0.20429679284883501,null,"2012-03-23T12:00:00",15.5,null,null,null,null,null,null,null,null,null,null,null,null,null,null,null,null,null,null,null,null,"2012-03-27",15.5,null,23.1,null,null,null,null,null,null,null,null,null,null,null,null,null,null,null,-1.1385802635977664,-0.28471886913960542,null,"2012-03-25T12:00:00",15.5,null,17.600000000000001,null,null,null,null,null,null,null,null,null,null,null,null,null,null,null,-1.1797950651051878,5.4065711102193497,null,"2012-03-23T12:00:00",15.5,null,null,null,null,null,null,null,null,null,null,null,null,null,null,null,null,null,-1.2837076055442551,5.1895020231943416,null,"2012-03-25",15.5,null,null,null,null,null,null,null,null,null,null,null,null,null,null,null,null,null,-1.3110562316133241,-1.2320823090039883,null,"2012-03-25",15.5,null,null,null,null,null,null,null,null,null,null,null,null,null,null,null,null,null,-1.2637307201919508,0.20236931210914666,null,"2012-03-24T12:00:00",15.5,null,null,null,null,null,null,null,null,null,null,null,null,null,null,null,null,null,-0.1354009883494692,10.917192484207529,null,"2012-03-24",15.5,null,null,null,null,null,null,null,null,null,null,null,null,null,null,null,null,null,-5.4731395052602536E-2,13.387771306353693,null,"2012-03-26T12:00:00",15.5,null,null,null,null,null,null,null,null,null,null,null,null,null,null,null,null,null,-0.94206643387900535,5.2816297924118807,null,"2012-03-27T12:00:00",15.5,null,null,null,null,null,null,null,null,null,null,null,null,null,null,null,null,null,-1.2212587156483761,5.4238434613759212,null,"2012-03-25T12:00:00",15.5,null,null,null,null,null,null,null,null,null,null,null,null,null,null,null,null,null,-1.3040475647408558,4.2165034089812554,null,"2012-03-26T12:00:00",15.5,null,null,null,null,null,null,null,null,null,null,null,null,null,null,null,null,null,-1.1606621143372484,6.6244963231165981,null,"2012-03-22T12:00:00",15.5,null,null,null,null,null,null,null,null,null,null,null,null,null,null,null,null,null,null,null,null,"2012-03-25T12:00:00",15.5,null,null,null,null,null,null,null,null,null,null,null,null,null,null,null,null,null,-1.2473332001099906,5.2295305171871158,null,"2012-03-24",15.5,null,null,null,null,null,null,null,null,null,null,null,null,null,null,null,null,null,null,null,null,"2012-03-22T12:00:00",15.5,null,null,null,null,null,null,null,null,null,null,null,null,null,null,null,null,null,-1.2840921207816454,5.7788816264062488,null,"2012-03-25T12:00:00",15.5,null,null,null,null,null,null,null,null,null,null,null,null,null,null,null,null,null,-1.2450993551251914,3.8324201387047263,null,"2012-03-24T12:00:00",15.5,2.1,12.5,null,null,null,null,null,null,null,null,null,null,null,null,null,null,null,1.4721151880568144,24.398589043652898,null,"2012-03-25",15.5,null,null,null,null,null,null,null,null,null,null,null,null,null,null,null,null,null,-1.1499577443478022,2.4345792559269843,null,"2012-03-25",15.5,null,null,null,null,null,null,null,null,null,null,null,null,null,null,null,null,null,-1.2714377722466228,-0.19718105949930301,null,"2012-03-23T12:00:00",15.5,null,null,null,null,null,null,null,null,null,null,null,null,null,null,null,null,null,null,null,null,"2012-03-27",15.5,null,23.1,null,null,null,null,null,null,null,null,null,null,null,null,null,null,null,-1.1532654561711861,-0.35255825022988296,null,"2012-03-25T12:00:00",15.5,null,17.600000000000001,null,null,null,null,null,null,null,null,null,null,null,null,null,null,null,-0.94823776305538043,6.3594799833024576,null,"2012-03-23T12:00:00",15.5,null,null,null,null,null,null,null,null,null,null,null,null,null,null,null,null,null,-1.2709698921122645,5.2372161700528732,null,"2012-03-25",15.5,null,null,null,null,null,null,null,null,null,null,null,null,null,null,null,null,null,-1.3098177413423884,-1.2302715762579708,null,"2012-03-25",15.5,null,null,null,null,null,null,null,null,null,null,null,null,null,null,null,null,null,-1.2253848355510748,0.34020546424602188,null,"2012-03-24T12:00:00",15.5,null,null,null,null,null,null,null,null,null,null,null,null,null,null,null,null,null,-0.20136661614493354,10.829237938381583,null,"2012-03-24",15.5,null,null,null,null,null,null,null,null,null,null,null,null,null,null,null,null,null,-3.5162664260768479E-2,13.349690583177676,null,"2012-03-26T12:00:00",15.5,null,null,null,null,null,null,null,null,null,null,null,null,null,null,null,null,null,-0.96199838543398075,5.2076176619905734,null,"2012-03-27T12:00:00",15.5,null,null,null,null,null,null,null,null,null,null,null,null,null,null,null,null,null,-1.2154675751281847,5.4479189102947778,null,"2012-03-25T12:00:00",15.5,null,null,null,null,null,null,null,null,null,null,null,null,null,null,null,null,null,-1.3036106792483573,4.2180192764427371,null,"2012-03-26T12:00:00",15.5,null,null,null,null,null,null,null,null,null,null,null,null,null,null,null,null,null,-1.1718956209019655,6.6085013680065652,null,"2012-03-22T12:00:00",15.5,null,null,null,null,null,null,null,null,null,null,null,null,null,null,null,null,null,null,null,null,"2012-03-25T12:00:00",15.5,null,null,null,null,null,null,null,null,null,null,null,null,null,null,null,null,null,-1.1820389288418238,5.4664630936454728,null,"2012-03-24",15.5,null,null,null,null,null,null,null,null,null,null,null,null,null,null,null,null,null,null,null,null,"2012-03-22T12:00:00",15.5,null,null,null,null,null,null,null,null,null,null,null,null,null,null,null,null,null,-1.2839508329743028,5.7731202222209141,null,"2012-03-25T12:00:00",15.5,null,null,null,null,null,null,null,null,null,null,null,null,null,null,null,null,null,-1.283687125167468,3.6511981937618132,null,"2012-03-24T12:00:00",15.5,2.1,12.5,null,null,null,null,null,null,null,null,null,null,null,null,null,null,null,1.5411010859016907,24.659513111502743,null,"2012-03-25",15.5,null,null,null,null,null,null,null,null,null,null,null,null,null,null,null,null,null,-1.1499395880362488,2.438173136604088,null,"2012-03-25",15.5,null,null,null,null,null,null,null,null,null,null,null,null,null,null,null,null,null,-1.266019158208465,-0.17497927852108736,null,"2012-03-23T12:00:00",15.5,null,null,null,null,null,null,null,null,null,null,null,null,null,null,null,null,null,null,null,null,"2012-03-27",15.5,null,23.1,null,null,null,null,null,null,null,null,null,null,null,null,null,null,null,-1.1416614896898134,-0.28582519839387344,null,"2012-03-25T12:00:00",15.5,null,17.600000000000001,null,null,null,null,null,null,null,null,null,null,null,null,null,null,null,-1.1953820983140155,5.33693411480811,null,"2012-03-23T12:00:00",15.5,null,null,null,null,null,null,null,null,null,null,null,null,null,null,null,null,null,-1.2507962681078257,5.3143304755664955,null,"2012-03-25",15.5,null,null,null,null,null,null,null,null,null,null,null,null,null,null,null,null,null,-1.3112835284774511,-1.2328917487036062,null,"2012-03-25",15.5,null,null,null,null,null,null,null,null,null,null,null,null,null,null,null,null,null,-1.256977117320224,0.2279869444432826,null,"2012-03-24T12:00:00",15.5,null,null,null,null,null,null,null,null,null,null,null,null,null,null,null,null,null,-0.18123108061821513,10.918390066397048,null,"2012-03-24",15.5,null,null,null,null,null,null,null,null,null,null,null,null,null,null,null,null,null,-5.2893133045293791E-2,13.419129903593793,null,"2012-03-26T12:00:00",15.5,null,null,null,null,null,null,null,null,null,null,null,null,null,null,null,null,null,-0.94471497864881926,5.2503882560660635,null,"2012-03-27T12:00:00",15.5,null,null,null,null,null,null,null,null,null,null,null,null,null,null,null,null,null,-1.2015354489235506,5.5005216324866435,null,"2012-03-25T12:00:00",15.5,null,null,null,null,null,null,null,null,null,null,null,null,null,null,null,null,null,-1.2540261985702377,4.3863657633674471,null,"2012-03-26T12:00:00",15.5,null,null,null,null,null,null,null,null,null,null,null,null,null,null,null,null,null,-1.1659859265935995,6.6038455742044135,null,"2012-03-22T12:00:00",15.5,null,null,null,null,null,null,null,null,null,null,null,null,null,null,null,null,null,null,null,null,"2012-03-25T12:00:00",15.5,null,null,null,null,null,null,null,null,null,null,null,null,null,null,null,null,null,-1.2226507263574939,5.3255918474251365,null,"2012-03-24",15.5,null,null,null,null,null,null,null,null,null,null,null,null,null,null,null,null,null,null,null,null,"2012-03-22T12:00:00",15.5,null,null,null,null,null,null,null,null,null,null,null,null,null,null,null,null,null,-1.2820662578385595,5.7843944307097175]
["2012-03-27",17,null,null,null,null,null,null,null,null,null,null,null,null,null,null,null,null,null,-2.0036847763841359,-0.543847751147854,null,"2012-03-26",17,null,null,null,null,null,null,null,null,null,null,null,null,null,null,null,null,null,-1.0595199795931773,-3.1929431863051079,null,"2012-03-26T12:00:00",17,null,null,null,null,null,null,null,null,null,null,null,null,null,null,null,null,null,0.30564620288885386,12.047526843980574,null,"2012-03-26T12:00:00",17,null,null,null,null,null,null,null,null,null,null,null,null,null,null,null,null,null,-0.93718835047777715,5.1163407416134756,null,"2012-03-25",17,null,null,null,null,null,null,null,null,null,null,null,null,null,null,null,null,null,-1.2632173149958243,-1.4298707280743723,null,"2012-03-28T12:00:00",17,null,23.1,null,null,null,null,null,null,null,null,null,null,null,null,null,null,null,-1.1643128723816325,1.6170393994640901,null,"2012-03-27",17,null,19,null,null,null,null,null,null,null,null,null,null,null,null,null,null,null,-1.2310271309414336,-1.8692514484817147,null,"2012-03-25",17,null,null,null,null,null,null,null,null,null,null,null,null,null,null,null,null,null,-1.2926620818184273,-1.5047575718419126,null,"2012-03-26T12:00:00",17,null,null,null,null,null,null,null,null,null,null,null,null,null,null,null,null,null,-1.3080414950925072,5.4133736601808051,null,"2012-03-26T12:00:00",17,null,null,null,null,null,null,null,null,null,null,null,null,null,null,null,null,null,-1.2300272067751983,6.9122976412512092,null,"2012-03-26",17,null,null,null,null,null,null,null,null,null,null,null,null,null,null,null,null,null,-0.40167070222298645,2.8771108277652644,null,"2012-03-25T12:00:00",17,null,null,null,null,null,null,null,null,null,null,null,null,null,null,null,null,null,-0.32749795971338702,13.487139007244616,null,"2012-03-28",17,null,null,null,null,null,null,null,null,null,null,null,null,null,null,null,null,null,-1.0255473399142896,2.4400170383368529,null,"2012-03-29",17,null,null,null,null,null,null,null,null,null,null,null,null,null,null,null,null,null,-1.1866784199723435,-1.1911835023891348,null,"2012-03-27",17,null,null,null,null,null,null,null,null,null,null,null,null,null,null,null,null,null,-1.2522730652220788,-2.2935109321525657,null,"2012-03-28",17,null,null,null,null,null,null,null,null,null,null,null,null,null,null,null,null,null,-1.1827885119019887,-0.15233759217290838,null,"2012-03-24",17,null,null,null,null,null,null,null,null,null,null,null,null,null,null,null,null,null,null,null,null,"2012-03-27",17,null,null,null,null,null,null,null,null,null,null,null,null,null,null,null,null,null,-1.1954069355144379,-1.3143716167425203,null,"2012-03-25T12:00:00",17,null,null,null,null,null,null,null,null,null,null,null,null,null,null,null,null,null,null,null,null,"2012-03-24",17,null,null,null,null,null,null,null,null,null,null,null,null,null,null,null,null,null,-1.2675859913149174,-0.81423955637693113,null,"2012-03-27",17,null,null,null,null,null,null,null,null,null,null,null,null,null,null,null,null,null,-1.2985306285703804,1.2603388959751449,null,"2012-03-26",17,0.96,14,null,null,null,null,null,null,null,null,null,null,null,null,null,null,null,0.75744667444687819,15.16432494866716,null,"2012-03-26T12:00:00",17,null,null,null,null,null,null,null,null,null,null,null,null,null,null,null,null,null,-1.19659311255753,4.3748181095773448,null,"2012-03-26T12:00:00",17,null,null,null,null,null,null,null,null,null,null,null,null,null,null,null,null,null,-1.2891270265940966,1.9339630966815,null,"2012-03-25",17,null,null,null,null,null,null,null,null,null,null,null,null,null,null,null,null,null,null,null,null,"2012-03-28T12:00:00",17,null,23.1,null,null,null,null,null,null,null,null,null,null,null,null,null,null,null,-1.1858666583142075,1.5637229247969606,null,"2012-03-27",17,null,19,null,null,null,null,null,null,null,null,null,null,null,null,null,null,null,-1.2125546024674356,-1.6716012158451037,null,"2012-03-25",17,null,null,null,null,null,null,null,null,null,null,null,null,null,null,null,null,null,-1.2719883000916075,-1.4346398872517723,null,"2012-03-26T12:00:00",17,null,null,null,null,null,null,null,null,null,null,null,null,null,null,null,null,null,-1.3118121607597668,5.4020900678609758,null,"2012-03-26T12:00:00",17,null,null,null,null,null,null,null,null,null,null,null,null,null,null,null,null,null,-1.2329743739628038,6.9053476830574407,null,"2012-03-26",17,null,null,null,null,null,null,null,null,null,null,null,null,null,null,null,null,null,-0.3541980974462241,2.9124855292659886,null,"2012-03-25T12:00:00",17,null,null,null,null,null,null,null,null,null,null,null,null,null,null,null,null,null,-0.3437355566423691,13.386666727348302,null,"2012-03-28",17,null,null,null,null,null,null,null,null,null,null,null,null,null,null,null,null,null,-1.015482838369139,2.4542509300048376,null,"2012-03-29",17,null,null,null,null,null,null,null,null,null,null,null,null,null,null,null,null,null,-1.2250547976707311,-1.3022517608038435,null,"2012-03-27",17,null,null,null,null,null,null,null,null,null,null,null,null,null,null,null,null,null,-1.2840574713478128,-2.3719596210795886,null,"2012-03-28",17,null,null,null,null,null,null,null,null,null,null,null,null,null,null,null,null,null,-1.1900137775830244,-0.18858727398478387,null,"2012-03-24",17,null,null,null,null,null,null,null,null,null,null,null,null,null,null,null,null,null,null,null,null,"2012-03-27",17,null,null,null,null,null,null,null,null,null,null,null,null,null,null,null,null,null,-1.2854008562713661,-1.5784000592071241,null,"2012-03-25T12:00:00",17,null,null,null,null,null,null,null,null,null,null,null,null,null,null,null,null,null,null,null,null,"2012-03-24",17,null,null,null,null,null,null,null,null,null,null,null,null,null,null,null,null,null,-1.272713870977316,-0.8503228294161056,null,"2012-03-27",17,null,null,null,null,null,null,null,null,null,null,null,null,null,null,null,null,null,-1.2643187155368034,1.3861448930687317,null,"2012-03-26",17,0.96,14,null,null,null,null,null,null,null,null,null,null,null,null,null,null,null,0.71133297684322327,14.721983755696222,null,"2012-03-26T12:00:00",17,null,null,null,null,null,null,null,null,null,null,null,null,null,null,null,null,null,-1.1794839355261821,4.4194052457825332,null,"2012-03-26T12:00:00",17,null,null,null,null,null,null,null,null,null,null,null,null,null,null,null,null,null,-1.281815752876557,1.9561143088570854,null,"2012-03-25",17,null,null,null,null,null,null,null,null,null,null,null,null,null,null,null,null,null,null,null,null,"2012-03-28T12:00:00",17,null,23.1,null,null,null,null,null,null,null,null,null,null,null,null,null,null,null,-1.1707664178262309,1.6029300235691697,null,"2012-03-27",17,null,19,null,null,null,null,null,null,null,null,null,null,null,null,null,null,null,-1.2111769822974352,-1.6648946009019516,null,"2012-03-25",17,null,null,null,null,null,null,null,null,null,null,null,null,null,null,null,null,null,-1.2900464232042501,-1.494886716733774,null,"2012-03-26T12:00:00",17,null,null,null,null,null,null,null,null,null,null,null,null,null,null,null,null,null,-1.3128141439691519,5.4010050685328466,null,"2012-03-26T12:00:00",17,null,null,null,null,null,null,null,null,null,null,null,null,null,null,null,null,null,-1.2722800194734778,6.7935900932242541,null,"2012-03-26",17,null,null,null,null,null,null,null,null,null,null,null,null,null,null,null,null,null,-0.35287841189344188,2.925053660102845,null,"2012-03-25T12:00:00",17,null,null,null,null,null,null,null,null,null,null,null,null,null,null,null,null,null,-0.38010995300222539,13.329715811058657,null,"2012-03-28",17,null,null,null,null,null,null,null,null,null,null,null,null,null,null,null,null,null,-1.0188187520409036,2.4587022332899613,null,"2012-03-29",17,null,null,null,null,null,null,null,null,null,null,null,null,null,null,null,null,null,-1.2393250404244158,-1.3512392785343823,null,"2012-03-27",17,null,null,null,null,null,null,null,null,null,null,null,null,null,null,null,null,null,-1.3067646546869969,-2.4434502340932518,null,"2012-03-28",17,null,null,null,null,null,null,null,null,null,null,null,null,null,null,null,null,null,-1.1854667711113962,-0.17417143860739737,null,"2012-03-24",17,null,null,null,null,null,null,null,null,null,null,null,null,null,null,null,null,null,null,null,null,"2012-03-27",17,null,null,null,null,null,null,null,null,null,null,null,null,null,null,null,null,null,-1.259876042294553,-1.4987745239075525,null,"2012-03-25T12:00:00",17,null,null,null,null,null,null,null,null,null,null,null,null,null,null,null,null,null,null,null,null,"2012-03-24",17,null,null,null,null,null,null,null,null,null,null,null,null,null,null,null,null,null,-1.291667187550894,-0.92352699282588158,null,"2012-03-27",17,null,null,null,null,null,null,null,null,null,null,null,null,null,null,null,null,null,-1.2589633683950152,1.4104661455872738,null,"2012-03-26",17,0.96,14,null,null,null,null,null,null,null,null,null,null,null,null,null,null,null,0.72018548576775143,14.772787225385455,null,"2012-03-26T12:00:00",17,null,null,null,null,null,null,null,null,null,null,null,null,null,null,null,null,null,-1.181358732708466,4.4091324503859548,null,"2012-03-26T12:00:00",17,null,null,null,null,null,null,null,null,null,null,null,null,null,null,null,null,null,-1.2792729611421187,1.9618228466742196,null,"2012-03-25",17,null,null,null,null,null,null,null,null,null,null,null,null,null,null,null,null,null,null,null,null,"2012-03-28T12:00:00",17,null,23.1,null,null,null,null,null,null,null,null,null,null,null,null,null,null,null,-1.18269348708574,1.5560822982570495,null,"2012-03-27",17,null,19,null,null,null,null,null,null,null,null,null,null,null,null,null,null,null,-1.0171671656040697,-0.96420628919135098,null,"2012-03-25",17,null,null,null,null,null,null,null,null,null,null,null,null,null,null,null,null,null,-1.2792808118653158,-1.4607945224985504,null,"2012-03-26T12:00:00",17,null,null,null,null,null,null,null,null,null,null,null,null,null,null,null,null,null,-1.3116540214947952,5.4024153379648849,null,"2012-03-26T12:00:00",17,null,null,null,null,null,null,null,null,null,null,null,null,null,null,null,null,null,-1.2397918927143297,6.8972928091581247,null,"2012-03-26",17,null,null,null,null,null,null,null,null,null,null,null,null,null,null,null,null,null,-0.41403493419762594,2.8231880920796364,null,"2012-03-25T12:00:00",17,null,null,null,null,null,null,null,null,null,null,null,null,null,null,null,null,null,-0.35985355868284286,13.33361194573464,null,"2012-03-28",17,null,null,null,null,null,null,null,null,null,null,null,null,null,null,null,null,null,-1.0355605688665694,2.4017795894641845,null,"2012-03-29",17,null,null,null,null,null,null,null,null,null,null,null,null,null,null,null,null,null,-1.2345244583779478,-1.3341949743571162,null,"2012-03-27",17,null,null,null,null,null,null,null,null,null,null,null,null,null,null,null,null,null,-1.3063916768024466,-2.4423262081213912,null,"2012-03-28",17,null,null,null,null,null,null,null,null,null,null,null,null,null,null,null,null,null,-1.1959906862927008,-0.1871915800336002,null,"2012-03-24",17,null,null,null,null,null,null,null,null,null,null,null,null,null,null,null,null,null,null,null,null,"2012-03-27",17,null,null,null,null,null,null,null,null,null,null,null,null,null,null,null,null,null,-1.2045494146324984,-1.3238879695077794,null,"2012-03-25T12:00:00",17,null,null,null,null,null,null,null,null,null,null,null,null,null,null,null,null,null,null,null,null,"2012-03-24",17,null,null,null,null,null,null,null,null,null,null,null,null,null,null,null,null,null,-1.2913051533136228,-0.92708499953608481,null,"2012-03-27",17,null,null,null,null,null,null,null,null,null,null,null,null,null,null,null,null,null,-1.2905974020349507,1.2830428445201711,null,"2012-03-26",17,0.96,14,null,null,null,null,null,null,null,null,null,null,null,null,null,null,null,0.77486179513449271,15.075076564058985,null,"2012-03-26T12:00:00",17,null,null,null,null,null,null,null,null,null,null,null,null,null,null,null,null,null,-1.1814706161979618,4.4111077244645758,null,"2012-03-26T12:00:00",17,null,null,null,null,null,null,null,null,null,null,null,null,null,null,null,null,null,-1.2747518818556407,1.9770401210865973,null,"2012-03-25",17,null,null,null,null,null,null,null,null,null,null,null,null,null,null,null,null,null,null,null,null,"2012-03-28T12:00:00",17,null,23.1,null,null,null,null,null,null,null,null,null,null,null,null,null,null,null,-1.1738011560883894,1.6021236714049372,null,"2012-03-27",17,null,19,null,null,null,null,null,null,null,null,null,null,null,null,null,null,null,-1.2241903279546176,-1.7104517198381792,null,"2012-03-25",17,null,null,null,null,null,null,null,null,null,null,null,null,null,null,null,null,null,-1.2622893368113763,-1.4058665025081185,null,"2012-03-26T12:00:00",17,null,null,null,null,null,null,null,null,null,null,null,null,null,null,null,null,null,-1.3130072541458635,5.4004029540925504,null,"2012-03-26T12:00:00",17,null,null,null,null,null,null,null,null,null,null,null,null,null,null,null,null,null,-1.2666404092334076,6.8136961015483273,null,"2012-03-26",17,null,null,null,null,null,null,null,null,null,null,null,null,null,null,null,null,null,-0.39780582662103853,2.8936096660199002,null,"2012-03-25T12:00:00",17,null,null,null,null,null,null,null,null,null,null,null,null,null,null,null,null,null,-0.37967003907290287,13.354716798831804,null,"2012-03-28",17,null,null,null,null,null,null,null,null,null,null,null,null,null,null,null,null,null,-1.0202988527329959,2.4404117154886578,null,"2012-03-29",17,null,null,null,null,null,null,null,null,null,null,null,null,null,null,null,null,null,-1.2227983964065829,-1.2956048160620275,null,"2012-03-27",17,null,null,null,null,null,null,null,null,null,null,null,null,null,null,null,null,null,-1.263909478581478,-2.3173492012828634,null,"2012-03-28",17,null,null,null,null,null,null,null,null,null,null,null,null,null,null,null,null,null,-1.1899254541530941,-0.18929109125827748,null,"2012-03-24",17,null,null,null,null,null,null,null,null,null,null,null,null,null,null,null,null,null,null,null,null,"2012-03-27",17,null,null,null,null,null,null,null,null,null,null,null,null,null,null,null,null,null,-1.2391978677248301,-1.4290717078698263,null,"2012-03-25T12:00:00",17,null,null,null,null,null,null,null,null,null,null,null,null,null,null,null,null,null,null,null,null,"2012-03-24",17,null,null,null,null,null,null,null,null,null,null,null,null,null,null,null,null,null,-1.2898623532534264,-0.91980293471841701]
["2012-03-29T12:00:00",19.5,null,null,null,null,null,null,null,null,null,null,null,null,null,null,null,null,null,-2.0378493432731042,1.4834366247803259,null,"2012-03-28T12:00:00",19.5,null,null,null,null,null,null,null,null,null,null,null,null,null,null,null,null,null,-1.1324325783166864,2.8611387025429869,null,"2012-03-29",19.5,null,null,null,null,null,null,null,null,null,null,null,null,null,null,null,null,null,-0.23888861706623754,5.7153640762956179,null,"2012-03-29",19.5,null,null,null,null,null,null,null,null,null,null,null,null,null,null,null,null,null,-1.1002493846165424,0.97391600447001481,null,"2012-03-27T12:00:00",19.5,null,null,null,null,null,null,null,null,null,null,null,null,null,null,null,null,null,-1.2749050046747898,5.1538288115272017,null,"2012-03-31",19.5,null,23.3,null,null,null,null,null,null,null,null,null,null,null,null,null,null,null,-1.2001459962680001,-0.97403823370687603,null,"2012-03-29T12:00:00",19.5,null,18.600000000000001,null,null,null,null,null,null,null,null,null,null,null,null,null,null,null,-1.2528695132304919,4.6721530710575987,null,"2012-03-27T12:00:00",19.5,null,null,null,null,null,null,null,null,null,null,null,null,null,null,null,null,null,-1.2992382608150335,5.1018730660346483,null,"2012-03-29",19.5,null,null,null,null,null,null,null,null,null,null,null,null,null,null,null,null,null,-1.3109594399962012,-1.2440989937956048,null,"2012-03-29",19.5,null,null,null,null,null,null,null,null,null,null,null,null,null,null,null,null,null,-1.2479075409539691,0.17730795229282917,null,"2012-03-28T12:00:00",19.5,null,null,null,null,null,null,null,null,null,null,null,null,null,null,null,null,null,-0.64432329877967054,8.0836620726092274,null,"2012-03-28",19.5,null,null,null,null,null,null,null,null,null,null,null,null,null,null,null,null,null,-0.68350342331909542,8.7816959484215484,null,"2012-03-30T12:00:00",19.5,null,null,null,null,null,null,null,null,null,null,null,null,null,null,null,null,null,-1.1048560244163463,4.1141527563842173,null,"2012-03-31T12:00:00",19.5,null,null,null,null,null,null,null,null,null,null,null,null,null,null,null,null,null,-1.2169731324511579,5.2746717378176999,null,"2012-03-29T12:00:00",19.5,null,null,null,null,null,null,null,null,null,null,null,null,null,null,null,null,null,-1.265318801277453,4.280569716154762,null,"2012-03-30T12:00:00",19.5,null,null,null,null,null,null,null,null,null,null,null,null,null,null,null,null,null,-1.2126977866066428,6.3268452652301432,null,"2012-03-26T12:00:00",19.5,null,null,null,null,null,null,null,null,null,null,null,null,null,null,null,null,null,null,null,null,"2012-03-29T12:00:00",19.5,null,null,null,null,null,null,null,null,null,null,null,null,null,null,null,null,null,-1.2215942067438317,5.1821362300195988,null,"2012-03-28",19.5,null,null,null,null,null,null,null,null,null,null,null,null,null,null,null,null,null,null,null,null,"2012-03-26T12:00:00",19.5,null,null,null,null,null,null,null,null,null,null,null,null,null,null,null,null,null,-1.2823243903493302,5.7283361687785392,null,"2012-03-29T12:00:00",19.5,null,null,null,null,null,null,null,null,null,null,null,null,null,null,null,null,null,-1.3046416168710047,3.5320957631168239,null,"2012-03-28T12:00:00",19.5,null,null,null,null,null,null,null,null,null,null,null,null,null,null,null,null,null,-0.1465703181938208,14.723824616294774,null,"2012-03-29",19.5,null,null,null,null,null,null,null,null,null,null,null,null,null,null,null,null,null,-1.2280316651593319,1.9571079326138934,null,"2012-03-29",19.5,null,null,null,null,null,null,null,null,null,null,null,null,null,null,null,null,null,-1.2959783112721994,-0.3218812357079911,null,"2012-03-27T12:00:00",19.5,null,null,null,null,null,null,null,null,null,null,null,null,null,null,null,null,null,null,null,null,"2012-03-31",19.5,null,23.3,null,null,null,null,null,null,null,null,null,null,null,null,null,null,null,-1.2181864385705221,-1.0087396696678996,null,"2012-03-29T12:00:00",19.5,null,18.600000000000001,null,null,null,null,null,null,null,null,null,null,null,null,null,null,null,-1.2446795477974322,4.7515635524116826,null,"2012-03-27T12:00:00",19.5,null,null,null,null,null,null,null,null,null,null,null,null,null,null,null,null,null,-1.2830877634722224,5.1455449187357596,null,"2012-03-29",19.5,null,null,null,null,null,null,null,null,null,null,null,null,null,null,null,null,null,-1.3139841722874008,-1.2514674394033416,null,"2012-03-29",19.5,null,null,null,null,null,null,null,null,null,null,null,null,null,null,null,null,null,-1.2503829172378451,0.17253585134285782,null,"2012-03-28T12:00:00",19.5,null,null,null,null,null,null,null,null,null,null,null,null,null,null,null,null,null,-0.6005409385544388,8.1327480279526831,null,"2012-03-28",19.5,null,null,null,null,null,null,null,null,null,null,null,null,null,null,null,null,null,-0.69303355188404114,8.7172749194426373,null,"2012-03-30T12:00:00",19.5,null,null,null,null,null,null,null,null,null,null,null,null,null,null,null,null,null,-1.0961333478118274,4.1307606630567095,null,"2012-03-31T12:00:00",19.5,null,null,null,null,null,null,null,null,null,null,null,null,null,null,null,null,null,-1.2479206232086419,5.200633020687448,null,"2012-03-29T12:00:00",19.5,null,null,null,null,null,null,null,null,null,null,null,null,null,null,null,null,null,-1.2918961564319003,4.2289518201839638,null,"2012-03-30T12:00:00",19.5,null,null,null,null,null,null,null,null,null,null,null,null,null,null,null,null,null,-1.2175968512064284,6.3045382547456672,null,"2012-03-26T12:00:00",19.5,null,null,null,null,null,null,null,null,null,null,null,null,null,null,null,null,null,null,null,null,"2012-03-29T12:00:00",19.5,null,null,null,null,null,null,null,null,null,null,null,null,null,null,null,null,null,-1.2942051043857956,5.0111838611986252,null,"2012-03-28",19.5,null,null,null,null,null,null,null,null,null,null,null,null,null,null,null,null,null,null,null,null,"2012-03-26T12:00:00",19.5,null,null,null,null,null,null,null,null,null,null,null,null,null,null,null,null,null,-1.2853953048602522,5.710829092866617,null,"2012-03-29T12:00:00",19.5,null,null,null,null,null,null,null,null,null,null,null,null,null,null,null,null,null,-1.2780300940824536,3.6104738607697291,null,"2012-03-28T12:00:00",19.5,null,null,null,null,null,null,null,null,null,null,null,null,null,null,null,null,null,-0.16315183087983806,14.464789443480456,null,"2012-03-29",19.5,null,null,null,null,null,null,null,null,null,null,null,null,null,null,null,null,null,-1.2137571060227461,1.9840955201204631,null,"2012-03-29",19.5,null,null,null,null,null,null,null,null,null,null,null,null,null,null,null,null,null,-1.2900896443037706,-0.30820247611678053,null,"2012-03-27T12:00:00",19.5,null,null,null,null,null,null,null,null,null,null,null,null,null,null,null,null,null,null,null,null,"2012-03-31",19.5,null,23.3,null,null,null,null,null,null,null,null,null,null,null,null,null,null,null,-1.2056599018304075,-0.98340304866060668,null,"2012-03-29T12:00:00",19.5,null,18.600000000000001,null,null,null,null,null,null,null,null,null,null,null,null,null,null,null,-1.2436903266465884,4.7549787367788543,null,"2012-03-27T12:00:00",19.5,null,null,null,null,null,null,null,null,null,null,null,null,null,null,null,null,null,-1.2972520464509822,5.1078826559645156,null,"2012-03-29",19.5,null,null,null,null,null,null,null,null,null,null,null,null,null,null,null,null,null,-1.314911540922687,-1.2522322792185532,null,"2012-03-29",19.5,null,null,null,null,null,null,null,null,null,null,null,null,null,null,null,null,null,-1.2822438908580631,9.8493055216071476E-2,null,"2012-03-28T12:00:00",19.5,null,null,null,null,null,null,null,null,null,null,null,null,null,null,null,null,null,-0.60032722980516262,8.1462380738553932,null,"2012-03-28",19.5,null,null,null,null,null,null,null,null,null,null,null,null,null,null,null,null,null,-0.72359569033034399,8.6424207051969848,null,"2012-03-30T12:00:00",19.5,null,null,null,null,null,null,null,null,null,null,null,null,null,null,null,null,null,-1.0995168336076282,4.1291037647766604,null,"2012-03-31T12:00:00",19.5,null,null,null,null,null,null,null,null,null,null,null,null,null,null,null,null,null,-1.2590236963034984,5.1700172804195157,null,"2012-03-29T12:00:00",19.5,null,null,null,null,null,null,null,null,null,null,null,null,null,null,null,null,null,-1.3099003247750953,4.1826994170266261,null,"2012-03-30T12:00:00",19.5,null,null,null,null,null,null,null,null,null,null,null,null,null,null,null,null,null,-1.2140013916435439,6.313913661670119,null,"2012-03-26T12:00:00",19.5,null,null,null,null,null,null,null,null,null,null,null,null,null,null,null,null,null,null,null,null,"2012-03-29T12:00:00",19.5,null,null,null,null,null,null,null,null,null,null,null,null,null,null,null,null,null,-1.2739251091206525,5.0627889519250084,null,"2012-03-28",19.5,null,null,null,null,null,null,null,null,null,null,null,null,null,null,null,null,null,null,null,null,"2012-03-26T12:00:00",19.5,null,null,null,null,null,null,null,null,null,null,null,null,null,null,null,null,null,-1.2997143179975141,5.6668817793174009,null,"2012-03-29T12:00:00",19.5,null,null,null,null,null,null,null,null,null,null,null,null,null,null,null,null,null,-1.274089025492771,3.6245329771165298,null,"2012-03-28T12:00:00",19.5,null,null,null,null,null,null,null,null,null,null,null,null,null,null,null,null,null,-0.1579477969127176,14.499632468009505,null,"2012-03-29",19.5,null,null,null,null,null,null,null,null,null,null,null,null,null,null,null,null,null,-1.2150097253241745,1.9784510143680385,null,"2012-03-29",19.5,null,null,null,null,null,null,null,null,null,null,null,null,null,null,null,null,null,-1.2879391789319561,-0.30420098988176625,null,"2012-03-27T12:00:00",19.5,null,null,null,null,null,null,null,null,null,null,null,null,null,null,null,null,null,null,null,null,"2012-03-31",19.5,null,23.3,null,null,null,null,null,null,null,null,null,null,null,null,null,null,null,-1.2146266270172381,-1.0115434445837579,null,"2012-03-29T12:00:00",19.5,null,18.600000000000001,null,null,null,null,null,null,null,null,null,null,null,null,null,null,null,-1.0946805551509302,5.1907992715667604,null,"2012-03-27T12:00:00",19.5,null,null,null,null,null,null,null,null,null,null,null,null,null,null,null,null,null,-1.2886836976679572,5.1290812205843324,null,"2012-03-29",19.5,null,null,null,null,null,null,null,null,null,null,null,null,null,null,null,null,null,-1.3138477025521258,-1.2512518284735561,null,"2012-03-29",19.5,null,null,null,null,null,null,null,null,null,null,null,null,null,null,null,null,null,-1.2566576354389543,0.16707335988513997,null,"2012-03-28T12:00:00",19.5,null,null,null,null,null,null,null,null,null,null,null,null,null,null,null,null,null,-0.65312354715111187,8.0489571704969975,null,"2012-03-28",19.5,null,null,null,null,null,null,null,null,null,null,null,null,null,null,null,null,null,-0.70532284195573547,8.6778978264322184,null,"2012-03-30T12:00:00",19.5,null,null,null,null,null,null,null,null,null,null,null,null,null,null,null,null,null,-1.1124724236039554,4.0917080775880272,null,"2012-03-31T12:00:00",19.5,null,null,null,null,null,null,null,null,null,null,null,null,null,null,null,null,null,-1.255312505666434,5.1804347183943777,null,"2012-03-29T12:00:00",19.5,null,null,null,null,null,null,null,null,null,null,null,null,null,null,null,null,null,-1.309601563157625,4.1834319313332102,null,"2012-03-30T12:00:00",19.5,null,null,null,null,null,null,null,null,null,null,null,null,null,null,null,null,null,-1.2236150038930929,6.30446124151561,null,"2012-03-26T12:00:00",19.5,null,null,null,null,null,null,null,null,null,null,null,null,null,null,null,null,null,null,null,null,"2012-03-29T12:00:00",19.5,null,null,null,null,null,null,null,null,null,null,null,null,null,null,null,null,null,-1.23008511315295,5.1754955016620867,null,"2012-03-28",19.5,null,null,null,null,null,null,null,null,null,null,null,null,null,null,null,null,null,null,null,null,"2012-03-26T12:00:00",19.5,null,null,null,null,null,null,null,null,null,null,null,null,null,null,null,null,null,-1.2991451706646764,5.6650825451211109,null,"2012-03-29T12:00:00",19.5,null,null,null,null,null,null,null,null,null,null,null,null,null,null,null,null,null,-1.2981134254490352,3.5469007635930914,null,"2012-03-28T12:00:00",19.5,null,null,null,null,null,null,null,null,null,null,null,null,null,null,null,null,null,-0.12548087757151244,14.715810231854476,null,"2012-03-29",19.5,null,null,null,null,null,null,null,null,null,null,null,null,null,null,null,null,null,-1.2152260616484012,1.9792581294161216,null,"2012-03-29",19.5,null,null,null,null,null,null,null,null,null,null,null,null,null,null,null,null,null,-1.2843730984470911,-0.29521932919567717,null,"2012-03-27T12:00:00",19.5,null,null,null,null,null,null,null,null,null,null,null,null,null,null,null,null,null,null,null,null,"2012-03-31",19.5,null,23.3,null,null,null,null,null,null,null,null,null,null,null,null,null,null,null,-1.208642050798771,-0.98390700042632095,null,"2012-03-29T12:00:00",19.5,null,18.600000000000001,null,null,null,null,null,null,null,null,null,null,null,null,null,null,null,-1.2539667624955115,4.7299855678966933,null,"2012-03-27T12:00:00",19.5,null,null,null,null,null,null,null,null,null,null,null,null,null,null,null,null,null,-1.2752239408922597,5.1630715243524339,null,"2012-03-29",19.5,null,null,null,null,null,null,null,null,null,null,null,null,null,null,null,null,null,-1.3150648429094483,-1.2526255215978652,null,"2012-03-29",19.5,null,null,null,null,null,null,null,null,null,null,null,null,null,null,null,null,null,-1.2779784131531691,0.11247892033811732,null,"2012-03-28T12:00:00",19.5,null,null,null,null,null,null,null,null,null,null,null,null,null,null,null,null,null,-0.64157686864715258,8.094760248156307,null,"2012-03-28",19.5,null,null,null,null,null,null,null,null,null,null,null,null,null,null,null,null,null,-0.72466175089892626,8.6550001958957807,null,"2012-03-30T12:00:00",19.5,null,null,null,null,null,null,null,null,null,null,null,null,null,null,null,null,null,-1.0999936513174673,4.1210332773607483,null,"2012-03-31T12:00:00",19.5,null,null,null,null,null,null,null,null,null,null,null,null,null,null,null,null,null,-1.2461084665272035,5.2050568366811927,null,"2012-03-29T12:00:00",19.5,null,null,null,null,null,null,null,null,null,null,null,null,null,null,null,null,null,-1.2753733214371448,4.2648969632382725,null,"2012-03-30T12:00:00",19.5,null,null,null,null,null,null,null,null,null,null,null,null,null,null,null,null,null,-1.2174733720778599,6.3042955419362645,null,"2012-03-26T12:00:00",19.5,null,null,null,null,null,null,null,null,null,null,null,null,null,null,null,null,null,null,null,null,"2012-03-29T12:00:00",19.5,null,null,null,null,null,null,null,null,null,null,null,null,null,null,null,null,null,-1.2577755317693353,5.1067765708178809,null,"2012-03-28",19.5,null,null,null,null,null,null,null,null,null,null,null,null,null,null,null,null,null,null,null,null,"2012-03-26T12:00:00",19.5,null,null,null,null,null,null,null,null,null,null,null,null,null,null,null,null,null,-1.2981421179339601,5.6690652955902792]
["2012-03-30",20,null,null,null,null,null,null,null,null,null,null,null,null,null,null,null,null,null,-2.0425679765881872,-0.86388942295978965,null,"2012-03-29",20,null,null,null,null,null,null,null,null,null,null,null,null,null,null,null,null,null,-1.1423929821065835,-3.8503922032427784,null,"2012-03-29T12:00:00",20,null,null,null,null,null,null,null,null,null,null,null,null,null,null,null,null,null,-0.31403715727388493,7.4036149986095019,null,"2012-03-29T12:00:00",20,null,null,null,null,null,null,null,null,null,null,null,null,null,null,null,null,null,-1.1189759593269242,3.0062248973563372,null,"2012-03-28",20,null,null,null,null,null,null,null,null,null,null,null,null,null,null,null,null,null,-1.2767372047675014,-1.4975077338850911,null,"2012-03-31T12:00:00",20,null,23.4,null,null,null,null,null,null,null,null,null,null,null,null,null,null,null,-1.2054805640229787,1.2406034275945688,null,"2012-03-30",20,null,18.899999999999999,null,null,null,null,null,null,null,null,null,null,null,null,null,null,null,-1.2560691665971822,-1.8439863224002535,null,"2012-03-28",20,null,null,null,null,null,null,null,null,null,null,null,null,null,null,null,null,null,-1.3002478966043072,-1.5460675410869478,null,"2012-03-29T12:00:00",20,null,null,null,null,null,null,null,null,null,null,null,null,null,null,null,null,null,-1.3114191170034541,5.3968159725457632,null,"2012-03-29T12:00:00",20,null,null,null,null,null,null,null,null,null,null,null,null,null,null,null,null,null,-1.2507004300045059,6.80734782323111,null,"2012-03-29",20,null,null,null,null,null,null,null,null,null,null,null,null,null,null,null,null,null,-0.68065026299696274,1.2407731444464432,null,"2012-03-28T12:00:00",20,null,null,null,null,null,null,null,null,null,null,null,null,null,null,null,null,null,-0.7334971430854681,10.651542776060866,null,"2012-03-31",20,null,null,null,null,null,null,null,null,null,null,null,null,null,null,null,null,null,-1.1163114740111151,1.8311445519982472,null,"2012-04-01",20,null,null,null,null,null,null,null,null,null,null,null,null,null,null,null,null,null,-1.2215533746536937,-1.3921002499292681,null,"2012-03-30",20,null,null,null,null,null,null,null,null,null,null,null,null,null,null,null,null,null,-1.2673440863778691,-2.3719923099913052,null,"2012-03-31",20,null,null,null,null,null,null,null,null,null,null,null,null,null,null,null,null,null,-1.2172971932368477,-0.33869844283639244,null,"2012-03-27",20,null,null,null,null,null,null,null,null,null,null,null,null,null,null,null,null,null,null,null,null,"2012-03-30",20,null,null,null,null,null,null,null,null,null,null,null,null,null,null,null,null,null,-1.2256003787632717,-1.4808379483789202,null,"2012-03-28T12:00:00",20,null,null,null,null,null,null,null,null,null,null,null,null,null,null,null,null,null,null,null,null,"2012-03-27",20,null,null,null,null,null,null,null,null,null,null,null,null,null,null,null,null,null,-1.284456859916862,-0.92728674275844791,null,"2012-03-30",20,null,null,null,null,null,null,null,null,null,null,null,null,null,null,null,null,null,-1.3055425896054396,1.2130990369289227,null,"2012-03-29",20,null,null,null,null,null,null,null,null,null,null,null,null,null,null,null,null,null,-0.26415228392205148,7.0084696302829528,null,"2012-03-29T12:00:00",20,null,null,null,null,null,null,null,null,null,null,null,null,null,null,null,null,null,-1.232650714847725,4.1451881818770664,null,"2012-03-29T12:00:00",20,null,null,null,null,null,null,null,null,null,null,null,null,null,null,null,null,null,-1.2970046101879273,1.8869588526035663,null,"2012-03-28",20,null,null,null,null,null,null,null,null,null,null,null,null,null,null,null,null,null,null,null,null,"2012-03-31T12:00:00",20,null,23.4,null,null,null,null,null,null,null,null,null,null,null,null,null,null,null,-1.2229789343527877,1.2089337198500818,null,"2012-03-30",20,null,18.899999999999999,null,null,null,null,null,null,null,null,null,null,null,null,null,null,null,-1.2490376454732821,-1.779089115549578,null,"2012-03-28",20,null,null,null,null,null,null,null,null,null,null,null,null,null,null,null,null,null,-1.2847814584392241,-1.5059430611212801,null,"2012-03-29T12:00:00",20,null,null,null,null,null,null,null,null,null,null,null,null,null,null,null,null,null,-1.3143278767589204,5.3899936826512862,null,"2012-03-29T12:00:00",20,null,null,null,null,null,null,null,null,null,null,null,null,null,null,null,null,null,-1.2531003327965,6.8028950587461541,null,"2012-03-29",20,null,null,null,null,null,null,null,null,null,null,null,null,null,null,null,null,null,-0.63768247337622441,1.2901759157416821,null,"2012-03-28T12:00:00",20,null,null,null,null,null,null,null,null,null,null,null,null,null,null,null,null,null,-0.74202900355557377,10.593419144772298,null,"2012-03-31",20,null,null,null,null,null,null,null,null,null,null,null,null,null,null,null,null,null,-1.1078601092341598,1.8474503703399865,null,"2012-04-01",20,null,null,null,null,null,null,null,null,null,null,null,null,null,null,null,null,null,-1.2513338901919027,-1.4608065272089819,null,"2012-03-30",20,null,null,null,null,null,null,null,null,null,null,null,null,null,null,null,null,null,-1.2931084749065418,-2.4198355738967243,null,"2012-03-31",20,null,null,null,null,null,null,null,null,null,null,null,null,null,null,null,null,null,-1.2218475035574698,-0.35913117307049347,null,"2012-03-27",20,null,null,null,null,null,null,null,null,null,null,null,null,null,null,null,null,null,null,null,null,"2012-03-30",20,null,null,null,null,null,null,null,null,null,null,null,null,null,null,null,null,null,-1.2955235722029168,-1.6388410802962741,null,"2012-03-28T12:00:00",20,null,null,null,null,null,null,null,null,null,null,null,null,null,null,null,null,null,null,null,null,"2012-03-27",20,null,null,null,null,null,null,null,null,null,null,null,null,null,null,null,null,null,-1.287260868879841,-0.9426850528434263,null,"2012-03-30",20,null,null,null,null,null,null,null,null,null,null,null,null,null,null,null,null,null,-1.2800805911705111,1.2851113077755825,null,"2012-03-29",20,null,null,null,null,null,null,null,null,null,null,null,null,null,null,null,null,null,-0.27686393921797076,6.7883191694187328,null,"2012-03-29T12:00:00",20,null,null,null,null,null,null,null,null,null,null,null,null,null,null,null,null,null,-1.2187976233018782,4.1698653944756261,null,"2012-03-29T12:00:00",20,null,null,null,null,null,null,null,null,null,null,null,null,null,null,null,null,null,-1.2913300182144642,1.8995091918828795,null,"2012-03-28",20,null,null,null,null,null,null,null,null,null,null,null,null,null,null,null,null,null,null,null,null,"2012-03-31T12:00:00",20,null,23.4,null,null,null,null,null,null,null,null,null,null,null,null,null,null,null,-1.2108479307889497,1.2320334327943583,null,"2012-03-30",20,null,18.899999999999999,null,null,null,null,null,null,null,null,null,null,null,null,null,null,null,-1.2480996689766439,-1.7761627279806864,null,"2012-03-28",20,null,null,null,null,null,null,null,null,null,null,null,null,null,null,null,null,null,-1.2983555881751765,-1.5405673825195796,null,"2012-03-29T12:00:00",20,null,null,null,null,null,null,null,null,null,null,null,null,null,null,null,null,null,-1.3152431103509661,5.3892763512689807,null,"2012-03-29T12:00:00",20,null,null,null,null,null,null,null,null,null,null,null,null,null,null,null,null,null,-1.2837943291464151,6.734188727761703,null,"2012-03-29",20,null,null,null,null,null,null,null,null,null,null,null,null,null,null,null,null,null,-0.63768955808864536,1.3034634244097956,null,"2012-03-28T12:00:00",20,null,null,null,null,null,null,null,null,null,null,null,null,null,null,null,null,null,-0.77136468746808518,10.519626451835503,null,"2012-03-31",20,null,null,null,null,null,null,null,null,null,null,null,null,null,null,null,null,null,-1.1112109784807347,1.8453026285333021,null,"2012-04-01",20,null,null,null,null,null,null,null,null,null,null,null,null,null,null,null,null,null,-1.261957384221021,-1.4889373870931757,null,"2012-03-30",20,null,null,null,null,null,null,null,null,null,null,null,null,null,null,null,null,null,-1.3103853237876701,-2.4625985402381199,null,"2012-03-31",20,null,null,null,null,null,null,null,null,null,null,null,null,null,null,null,null,null,-1.2183994827836424,-0.35046233793067921,null,"2012-03-27",20,null,null,null,null,null,null,null,null,null,null,null,null,null,null,null,null,null,null,null,null,"2012-03-30",20,null,null,null,null,null,null,null,null,null,null,null,null,null,null,null,null,null,-1.2760550098793029,-1.5911353703951361,null,"2012-03-28T12:00:00",20,null,null,null,null,null,null,null,null,null,null,null,null,null,null,null,null,null,null,null,null,"2012-03-27",20,null,null,null,null,null,null,null,null,null,null,null,null,null,null,null,null,null,-1.3008940975405039,-0.98281911047192372,null,"2012-03-30",20,null,null,null,null,null,null,null,null,null,null,null,null,null,null,null,null,null,-1.2763441360709156,1.2978696171783286,null,"2012-03-29",20,null,null,null,null,null,null,null,null,null,null,null,null,null,null,null,null,null,-0.2721919223665562,6.819006828003217,null,"2012-03-29T12:00:00",20,null,null,null,null,null,null,null,null,null,null,null,null,null,null,null,null,null,-1.2199629931201519,4.164788753389459,null,"2012-03-29T12:00:00",20,null,null,null,null,null,null,null,null,null,null,null,null,null,null,null,null,null,-1.2892429114777999,1.9032496117909521,null,"2012-03-28",20,null,null,null,null,null,null,null,null,null,null,null,null,null,null,null,null,null,null,null,null,"2012-03-31T12:00:00",20,null,23.4,null,null,null,null,null,null,null,null,null,null,null,null,null,null,null,-1.219378472726093,1.2066688011507303,null,"2012-03-30",20,null,18.899999999999999,null,null,null,null,null,null,null,null,null,null,null,null,null,null,null,-1.1057493447658775,-1.3915277020941823,null,"2012-03-28",20,null,null,null,null,null,null,null,null,null,null,null,null,null,null,null,null,null,-1.2901192430983603,-1.5210946891225245,null,"2012-03-29T12:00:00",20,null,null,null,null,null,null,null,null,null,null,null,null,null,null,null,null,null,-1.3141948057444428,5.3901938025023499,null,"2012-03-29T12:00:00",20,null,null,null,null,null,null,null,null,null,null,null,null,null,null,null,null,null,-1.2592887219090918,6.7978039569812632,null,"2012-03-29",20,null,null,null,null,null,null,null,null,null,null,null,null,null,null,null,null,null,-0.6889078700181952,1.2089878481965739,null,"2012-03-28T12:00:00",20,null,null,null,null,null,null,null,null,null,null,null,null,null,null,null,null,null,-0.75369927990868824,10.557061657022834,null,"2012-03-31",20,null,null,null,null,null,null,null,null,null,null,null,null,null,null,null,null,null,-1.12357878916356,1.8107572664944676,null,"2012-04-01",20,null,null,null,null,null,null,null,null,null,null,null,null,null,null,null,null,null,-1.2584090090688977,-1.4794000805728504,null,"2012-03-30",20,null,null,null,null,null,null,null,null,null,null,null,null,null,null,null,null,null,-1.3100980902170911,-2.4619204143658684,null,"2012-03-31",20,null,null,null,null,null,null,null,null,null,null,null,null,null,null,null,null,null,-1.2278627707322263,-0.35936053275334057,null,"2012-03-27",20,null,null,null,null,null,null,null,null,null,null,null,null,null,null,null,null,null,null,null,null,"2012-03-30",20,null,null,null,null,null,null,null,null,null,null,null,null,null,null,null,null,null,-1.2339861051310785,-1.4870486101186278,null,"2012-03-28T12:00:00",20,null,null,null,null,null,null,null,null,null,null,null,null,null,null,null,null,null,null,null,null,"2012-03-27",20,null,null,null,null,null,null,null,null,null,null,null,null,null,null,null,null,null,-1.3002974132103489,-0.98441151549533623,null,"2012-03-30",20,null,null,null,null,null,null,null,null,null,null,null,null,null,null,null,null,null,-1.2992324740682115,1.2267958703257009,null,"2012-03-29",20,null,null,null,null,null,null,null,null,null,null,null,null,null,null,null,null,null,-0.24303741735327303,7.0104734796635553,null,"2012-03-29T12:00:00",20,null,null,null,null,null,null,null,null,null,null,null,null,null,null,null,null,null,-1.2201913406415579,4.1654710739553602,null,"2012-03-29T12:00:00",20,null,null,null,null,null,null,null,null,null,null,null,null,null,null,null,null,null,-1.2858167423084346,1.9114289023963797,null,"2012-03-28",20,null,null,null,null,null,null,null,null,null,null,null,null,null,null,null,null,null,null,null,null,"2012-03-31T12:00:00",20,null,23.4,null,null,null,null,null,null,null,null,null,null,null,null,null,null,null,-1.2138223058686797,1.231583115272485,null,"2012-03-30",20,null,18.899999999999999,null,null,null,null,null,null,null,null,null,null,null,null,null,null,null,-1.2579986268872787,-1.79782379569203,null,"2012-03-28",20,null,null,null,null,null,null,null,null,null,null,null,null,null,null,null,null,null,-1.277191533596588,-1.4898996431063802,null,"2012-03-29T12:00:00",20,null,null,null,null,null,null,null,null,null,null,null,null,null,null,null,null,null,-1.3153902231191035,5.3889122618603578,null,"2012-03-29T12:00:00",20,null,null,null,null,null,null,null,null,null,null,null,null,null,null,null,null,null,-1.2797503490403226,6.7472674246232636,null,"2012-03-29",20,null,null,null,null,null,null,null,null,null,null,null,null,null,null,null,null,null,-0.67807786487866728,1.2509839769432114,null,"2012-03-28T12:00:00",20,null,null,null,null,null,null,null,null,null,null,null,null,null,null,null,null,null,-0.77261790798659002,10.530239876968489,null,"2012-03-31",20,null,null,null,null,null,null,null,null,null,null,null,null,null,null,null,null,null,-1.1115666741376464,1.8383852819215596,null,"2012-04-01",20,null,null,null,null,null,null,null,null,null,null,null,null,null,null,null,null,null,-1.2495914464549254,-1.4567026386663677,null,"2012-03-30",20,null,null,null,null,null,null,null,null,null,null,null,null,null,null,null,null,null,-1.2771518227288827,-2.3865133603059459,null,"2012-03-31",20,null,null,null,null,null,null,null,null,null,null,null,null,null,null,null,null,null,-1.2217205530428705,-0.35932301967161417,null,"2012-03-27",20,null,null,null,null,null,null,null,null,null,null,null,null,null,null,null,null,null,null,null,null,"2012-03-30",20,null,null,null,null,null,null,null,null,null,null,null,null,null,null,null,null,null,-1.2605952036017924,-1.5506492148906841,null,"2012-03-28T12:00:00",20,null,null,null,null,null,null,null,null,null,null,null,null,null,null,null,null,null,null,null,null,"2012-03-27",20,null,null,null,null,null,null,null,null,null,null,null,null,null,null,null,null,null,-1.2993559185204864,-0.9808298433826933]
["2012-04-02",23,null,null,null,null,null,null,null,null,null,null,null,null,null,null,null,null,null,-2.0628204918866189,-0.99104981153092153,null,"2012-04-01",23,null,null,null,null,null,null,null,null,null,null,null,null,null,null,null,null,null,-1.1847635227513409,-4.1065068466183945,null,"2012-04-01T12:00:00",23,null,null,null,null,null,null,null,null,null,null,null,null,null,null,null,null,null,-0.62870192789335089,5.3845483653637416,null,"2012-04-01T12:00:00",23,null,null,null,null,null,null,null,null,null,null,null,null,null,null,null,null,null,-1.189478448945626,2.4205441389469198,null,"2012-03-31",23,null,null,null,null,null,null,null,null,null,null,null,null,null,null,null,null,null,-1.2854016123788639,-1.5334655558463481,null,"2012-04-03T12:00:00",23,null,25.8,null,null,null,null,null,null,null,null,null,null,null,null,null,null,null,-1.2293334085850942,0.90456876702742994,null,"2012-04-02",23,null,null,null,null,null,null,null,null,null,null,null,null,null,null,null,null,null,-1.2706085221528816,-1.6283117698284602,null,"2012-03-31",23,null,null,null,null,null,null,null,null,null,null,null,null,null,null,null,null,null,-1.3049442900057506,-1.5669202030587273,null,"2012-04-01T12:00:00",23,null,null,null,null,null,null,null,null,null,null,null,null,null,null,null,null,null,-1.3136024001195235,5.3879255404333621,null,"2012-04-01T12:00:00",23,null,null,null,null,null,null,null,null,null,null,null,null,null,null,null,null,null,-1.2638650998589651,6.751941107052942,null,"2012-04-01",23,null,null,null,null,null,null,null,null,null,null,null,null,null,null,null,null,null,-0.84405304566680817,0.40881722052044467,null,"2012-03-31T12:00:00",23,null,null,null,null,null,null,null,null,null,null,null,null,null,null,null,null,null,-0.94212790484312559,9.2854273526078401,null,"2012-04-03",23,null,null,null,null,null,null,null,null,null,null,null,null,null,null,null,null,null,-1.1669489705441094,1.5596466659368247,null,"2012-04-04",23,null,null,null,null,null,null,null,null,null,null,null,null,null,null,null,null,null,-1.242576330745147,-1.4905151074452454,null,"2012-04-02",23,null,null,null,null,null,null,null,null,null,null,null,null,null,null,null,null,null,-1.2768437767500873,-2.412802762698453,null,"2012-04-03",23,null,null,null,null,null,null,null,null,null,null,null,null,null,null,null,null,null,-1.2386911939057892,-0.43381261790376574,null,"2012-03-30",23,null,null,null,null,null,null,null,null,null,null,null,null,null,null,null,null,null,null,null,null,"2012-04-02",23,null,null,null,null,null,null,null,null,null,null,null,null,null,null,null,null,null,-1.244163545973606,-1.5646126190459493,null,"2012-03-31T12:00:00",23,null,null,null,null,null,null,null,null,null,null,null,null,null,null,null,null,null,null,null,null,"2012-03-30",23,null,null,null,null,null,null,null,null,null,null,null,null,null,null,null,null,null,-1.2939231481136608,-0.97721942129636097,null,"2012-04-02",23,null,null,null,null,null,null,null,null,null,null,null,null,null,null,null,null,null,-1.3096035402622657,1.1914177952050955,null,"2012-04-01",23,null,null,null,null,null,null,null,null,null,null,null,null,null,null,null,null,null,-0.70777123104734796,3.2604969764805931,null,"2012-04-01T12:00:00",23,null,null,null,null,null,null,null,null,null,null,null,null,null,null,null,null,null,-1.25338444249201,4.0398990842637517,null,"2012-04-01T12:00:00",23,null,null,null,null,null,null,null,null,null,null,null,null,null,null,null,null,null,-1.3016841449543823,1.8645028006481457,null,"2012-03-31",23,null,null,null,null,null,null,null,null,null,null,null,null,null,null,null,null,null,null,null,null,"2012-04-03T12:00:00",23,null,25.8,null,null,null,null,null,null,null,null,null,null,null,null,null,null,null,-1.2443492312166831,0.88537932466471347,null,"2012-04-02",23,null,null,null,null,null,null,null,null,null,null,null,null,null,null,null,null,null,-1.2677383383467309,-1.6033290990554117,null,"2012-03-31",23,null,null,null,null,null,null,null,null,null,null,null,null,null,null,null,null,null,-1.2926198629626762,-1.5414588554705355,null,"2012-04-01T12:00:00",23,null,null,null,null,null,null,null,null,null,null,null,null,null,null,null,null,null,-1.3159664806801334,5.3834300253754943,null,"2012-04-01T12:00:00",23,null,null,null,null,null,null,null,null,null,null,null,null,null,null,null,null,null,-1.2659027317823355,6.748899620395318,null,"2012-04-01",23,null,null,null,null,null,null,null,null,null,null,null,null,null,null,null,null,null,-0.80579592924348076,0.45337971195724969,null,"2012-03-31T12:00:00",23,null,null,null,null,null,null,null,null,null,null,null,null,null,null,null,null,null,-0.946464997595869,9.254933007515854,null,"2012-04-03",23,null,null,null,null,null,null,null,null,null,null,null,null,null,null,null,null,null,-1.1599655013766459,1.5729295280826072,null,"2012-04-04",23,null,null,null,null,null,null,null,null,null,null,null,null,null,null,null,null,null,-1.2668483837699054,-1.5361110053528821,null,"2012-04-02",23,null,null,null,null,null,null,null,null,null,null,null,null,null,null,null,null,null,-1.2987798983369361,-2.4444510888618685,null,"2012-04-03",23,null,null,null,null,null,null,null,null,null,null,null,null,null,null,null,null,null,-1.2416562340012598,-0.44653087606857916,null,"2012-03-30",23,null,null,null,null,null,null,null,null,null,null,null,null,null,null,null,null,null,null,null,null,"2012-04-02",23,null,null,null,null,null,null,null,null,null,null,null,null,null,null,null,null,null,-1.3015351620646136,-1.6676727564229457,null,"2012-03-31T12:00:00",23,null,null,null,null,null,null,null,null,null,null,null,null,null,null,null,null,null,null,null,null,"2012-03-30",23,null,null,null,null,null,null,null,null,null,null,null,null,null,null,null,null,null,-1.2956499863038429,-0.98499057470948981,null,"2012-04-02",23,null,null,null,null,null,null,null,null,null,null,null,null,null,null,null,null,null,-1.2894216164771348,1.237115642142548,null,"2012-04-01",23,null,null,null,null,null,null,null,null,null,null,null,null,null,null,null,null,null,-0.70705877823695662,3.1809587592729276,null,"2012-04-01T12:00:00",23,null,null,null,null,null,null,null,null,null,null,null,null,null,null,null,null,null,-1.2414399588233049,4.0551756940039558,null,"2012-04-01T12:00:00",23,null,null,null,null,null,null,null,null,null,null,null,null,null,null,null,null,null,-1.2969887225427292,1.8724074167728215,null,"2012-03-31",23,null,null,null,null,null,null,null,null,null,null,null,null,null,null,null,null,null,null,null,null,"2012-04-03T12:00:00",23,null,25.8,null,null,null,null,null,null,null,null,null,null,null,null,null,null,null,-1.2340250961675725,0.89934734139421468,null,"2012-04-02",23,null,null,null,null,null,null,null,null,null,null,null,null,null,null,null,null,null,-1.2670152766949221,-1.6017950847787759,null,"2012-03-31",23,null,null,null,null,null,null,null,null,null,null,null,null,null,null,null,null,null,-1.3034784272212034,-1.5634977727935786,null,"2012-04-01T12:00:00",23,null,null,null,null,null,null,null,null,null,null,null,null,null,null,null,null,null,-1.316822539061161,5.382926663113877,null,"2012-04-01T12:00:00",23,null,null,null,null,null,null,null,null,null,null,null,null,null,null,null,null,null,-1.2910819367707658,6.7031619781604652,null,"2012-04-01",23,null,null,null,null,null,null,null,null,null,null,null,null,null,null,null,null,null,-0.80701647592494652,0.46451277922433498,null,"2012-03-31T12:00:00",23,null,null,null,null,null,null,null,null,null,null,null,null,null,null,null,null,null,-0.96927557181489232,9.1979121172517928,null,"2012-04-03",23,null,null,null,null,null,null,null,null,null,null,null,null,null,null,null,null,null,-1.1630309378749162,1.5697460619756236,null,"2012-04-04",23,null,null,null,null,null,null,null,null,null,null,null,null,null,null,null,null,null,-1.2752701339198838,-1.5539360852064728,null,"2012-04-02",23,null,null,null,null,null,null,null,null,null,null,null,null,null,null,null,null,null,-1.3126542367826717,-2.4724486604369043,null,"2012-04-03",23,null,null,null,null,null,null,null,null,null,null,null,null,null,null,null,null,null,-1.2388972631168462,-0.44087169324882003,null,"2012-03-30",23,null,null,null,null,null,null,null,null,null,null,null,null,null,null,null,null,null,null,null,null,"2012-04-02",23,null,null,null,null,null,null,null,null,null,null,null,null,null,null,null,null,null,-1.2858587671625723,-1.6365115906488488,null,"2012-03-31T12:00:00",23,null,null,null,null,null,null,null,null,null,null,null,null,null,null,null,null,null,null,null,null,"2012-03-30",23,null,null,null,null,null,null,null,null,null,null,null,null,null,null,null,null,null,-1.306187744769282,-1.0097131172468794,null,"2012-04-02",23,null,null,null,null,null,null,null,null,null,null,null,null,null,null,null,null,null,-1.2865918666248308,1.2447285513125825,null,"2012-04-01",23,null,null,null,null,null,null,null,null,null,null,null,null,null,null,null,null,null,-0.70445777023245548,3.1949662379113222,null,"2012-04-01T12:00:00",23,null,null,null,null,null,null,null,null,null,null,null,null,null,null,null,null,null,-1.2422287570665362,4.0522826581803217,null,"2012-04-01T12:00:00",23,null,null,null,null,null,null,null,null,null,null,null,null,null,null,null,null,null,-1.2952067209172484,1.8749718086067961,null,"2012-03-31",23,null,null,null,null,null,null,null,null,null,null,null,null,null,null,null,null,null,null,null,null,"2012-04-03T12:00:00",23,null,25.8,null,null,null,null,null,null,null,null,null,null,null,null,null,null,null,-1.2406239843073128,0.88459144970176751,null,"2012-04-02",23,null,null,null,null,null,null,null,null,null,null,null,null,null,null,null,null,null,-1.1549569116956189,-1.3706091469773538,null,"2012-03-31",23,null,null,null,null,null,null,null,null,null,null,null,null,null,null,null,null,null,-1.2967662556367499,-1.5511513810573458,null,"2012-04-01T12:00:00",23,null,null,null,null,null,null,null,null,null,null,null,null,null,null,null,null,null,-1.3158494815860708,5.3835633633721125,null,"2012-04-01T12:00:00",23,null,null,null,null,null,null,null,null,null,null,null,null,null,null,null,null,null,-1.2716778171700258,6.7454361782126497,null,"2012-04-01",23,null,null,null,null,null,null,null,null,null,null,null,null,null,null,null,null,null,-0.84987452110367268,0.38967641910755824,null,"2012-03-31T12:00:00",23,null,null,null,null,null,null,null,null,null,null,null,null,null,null,null,null,null,-0.95535037473778395,9.2333633356875957,null,"2012-04-03",23,null,null,null,null,null,null,null,null,null,null,null,null,null,null,null,null,null,-1.1726682276898257,1.547487709922307,null,"2012-04-04",23,null,null,null,null,null,null,null,null,null,null,null,null,null,null,null,null,null,-1.2724614799059453,-1.547999232192923,null,"2012-04-02",23,null,null,null,null,null,null,null,null,null,null,null,null,null,null,null,null,null,-1.3124211452824921,-2.4720016453247471,null,"2012-04-03",23,null,null,null,null,null,null,null,null,null,null,null,null,null,null,null,null,null,-1.2476204953296965,-0.44720960306567092,null,"2012-03-30",23,null,null,null,null,null,null,null,null,null,null,null,null,null,null,null,null,null,null,null,null,"2012-04-02",23,null,null,null,null,null,null,null,null,null,null,null,null,null,null,null,null,null,-1.2520419073527735,-1.5688802255003182,null,"2012-03-31T12:00:00",23,null,null,null,null,null,null,null,null,null,null,null,null,null,null,null,null,null,null,null,null,"2012-03-30",23,null,null,null,null,null,null,null,null,null,null,null,null,null,null,null,null,null,-1.3054780726005035,-1.0105397276155776,null,"2012-04-02",23,null,null,null,null,null,null,null,null,null,null,null,null,null,null,null,null,null,-1.3043144991068136,1.2003896566008119,null,"2012-04-01",23,null,null,null,null,null,null,null,null,null,null,null,null,null,null,null,null,null,-0.68837209059083726,3.2842803550185251,null,"2012-04-01T12:00:00",23,null,null,null,null,null,null,null,null,null,null,null,null,null,null,null,null,null,-1.2424994308592092,4.0525432009799749,null,"2012-04-01T12:00:00",23,null,null,null,null,null,null,null,null,null,null,null,null,null,null,null,null,null,-1.2924066922118267,1.8799336429079991,null,"2012-03-31",23,null,null,null,null,null,null,null,null,null,null,null,null,null,null,null,null,null,null,null,null,"2012-04-03T12:00:00",23,null,25.8,null,null,null,null,null,null,null,null,null,null,null,null,null,null,null,-1.2369679430187901,0.8992675303777723,null,"2012-04-02",23,null,null,null,null,null,null,null,null,null,null,null,null,null,null,null,null,null,-1.2752762657079082,-1.6138832409419777,null,"2012-03-31",23,null,null,null,null,null,null,null,null,null,null,null,null,null,null,null,null,null,-1.2862742975845072,-1.5314699529485201,null,"2012-04-01T12:00:00",23,null,null,null,null,null,null,null,null,null,null,null,null,null,null,null,null,null,-1.3169405860728898,5.3826867944282393,null,"2012-04-01T12:00:00",23,null,null,null,null,null,null,null,null,null,null,null,null,null,null,null,null,null,-1.2881084456917065,6.7122040609962559,null,"2012-04-01",23,null,null,null,null,null,null,null,null,null,null,null,null,null,null,null,null,null,-0.84226905288610443,0.41503781950893159,null,"2012-03-31T12:00:00",23,null,null,null,null,null,null,null,null,null,null,null,null,null,null,null,null,null,-0.97113790840402081,9.2010051575526344,null,"2012-04-03",23,null,null,null,null,null,null,null,null,null,null,null,null,null,null,null,null,null,-1.1629413582713259,1.5668715546910494,null,"2012-04-04",23,null,null,null,null,null,null,null,null,null,null,null,null,null,null,null,null,null,-1.265434684911168,-1.5333920685413482,null,"2012-04-02",23,null,null,null,null,null,null,null,null,null,null,null,null,null,null,null,null,null,-1.2854916164982151,-2.4223685593578166,null,"2012-04-03",23,null,null,null,null,null,null,null,null,null,null,null,null,null,null,null,null,null,-1.2415205919254579,-0.44655115706319592,null,"2012-03-30",23,null,null,null,null,null,null,null,null,null,null,null,null,null,null,null,null,null,null,null,null,"2012-04-02",23,null,null,null,null,null,null,null,null,null,null,null,null,null,null,null,null,null,-1.273581690408031,-1.6106341746042767,null,"2012-03-31T12:00:00",23,null,null,null,null,null,null,null,null,null,null,null,null,null,null,null,null,null,null,null,null,"2012-03-30",23,null,null,null,null,null,null,null,null,null,null,null,null,null,null,null,null,null,-1.3048023841188963,-1.008495717894188]
["2012-04-04T12:00:00",25.5,null,null,null,null,null,null,null,null,null,null,null,null,null,null,null,null,null,-2.0732667631117199,1.268845664321874,null,"2012-04-03T12:00:00",25.5,null,null,null,null,null,null,null,null,null,null,null,null,null,null,null,null,null,-1.206332204226338,2.4298211083098997,null,"2012-04-04",25.5,null,null,null,null,null,null,null,null,null,null,null,null,null,null,null,null,null,-0.78220777542615239,2.3316496699046318,null,"2012-04-04",25.5,null,null,null,null,null,null,null,null,null,null,null,null,null,null,null,null,null,-1.2199271573361494,1.0685790175518906E-2,null,"2012-04-02T12:00:00",25.5,null,null,null,null,null,null,null,null,null,null,null,null,null,null,null,null,null,-1.2904972207556558,5.0912548457871365,null,"2012-04-06",25.5,null,23,null,null,null,null,null,null,null,null,null,null,null,null,null,null,null,-1.2422198628191634,-0.79687910289560682,null,"2012-04-04T12:00:00",25.5,null,null,null,null,null,null,null,null,null,null,null,null,null,null,null,null,null,-1.2780689764339328,5.0048951065056162,null,"2012-04-02T12:00:00",25.5,null,null,null,null,null,null,null,null,null,null,null,null,null,null,null,null,null,-1.3076458506701403,5.0658142274474649,null,"2012-04-04",25.5,null,null,null,null,null,null,null,null,null,null,null,null,null,null,null,null,null,-1.3148944733429342,-1.2595955635261633,null,"2012-04-04",25.5,null,null,null,null,null,null,null,null,null,null,null,null,null,null,null,null,null,-1.2715699659644857,8.0990326348084382E-2,null,"2012-04-03T12:00:00",25.5,null,null,null,null,null,null,null,null,null,null,null,null,null,null,null,null,null,-0.93258104909056949,6.6579798972105619,null,"2012-04-03",25.5,null,null,null,null,null,null,null,null,null,null,null,null,null,null,null,null,null,-1.04157533298519,6.4944360250886781,null,"2012-04-05T12:00:00",25.5,null,null,null,null,null,null,null,null,null,null,null,null,null,null,null,null,null,-1.1940399413793177,3.6522580681220917,null,"2012-04-06T12:00:00",25.5,null,null,null,null,null,null,null,null,null,null,null,null,null,null,null,null,null,-1.2544377068849883,5.1052363201919198,null,"2012-04-04T12:00:00",25.5,null,null,null,null,null,null,null,null,null,null,null,null,null,null,null,null,null,-1.282365061095154,4.2097354269165441,null,"2012-04-05T12:00:00",25.5,null,null,null,null,null,null,null,null,null,null,null,null,null,null,null,null,null,-1.2509804868612926,6.1623096736740708,null,"2012-04-01T12:00:00",25.5,null,null,null,null,null,null,null,null,null,null,null,null,null,null,null,null,null,null,null,null,"2012-04-04T12:00:00",25.5,null,null,null,null,null,null,null,null,null,null,null,null,null,null,null,null,null,-1.2547728491667192,5.0374055983401353,null,"2012-04-03",25.5,null,null,null,null,null,null,null,null,null,null,null,null,null,null,null,null,null,null,null,null,"2012-04-01T12:00:00",25.5,null,null,null,null,null,null,null,null,null,null,null,null,null,null,null,null,null,-1.2990310167193191,5.6433031271351703,null,"2012-04-04T12:00:00",25.5,null,null,null,null,null,null,null,null,null,null,null,null,null,null,null,null,null,-1.3118423006962523,3.4950036060976064,null,"2012-04-03T12:00:00",25.5,null,null,null,null,null,null,null,null,null,null,null,null,null,null,null,null,null,-0.89134959952898063,8.6052322700644464,null,"2012-04-04",25.5,null,null,null,null,null,null,null,null,null,null,null,null,null,null,null,null,null,-1.2647350120488925,1.77717764468644,null,"2012-04-04",25.5,null,null,null,null,null,null,null,null,null,null,null,null,null,null,null,null,null,-1.3042999336415733,-0.36048337210498982,null,"2012-04-02T12:00:00",25.5,null,null,null,null,null,null,null,null,null,null,null,null,null,null,null,null,null,null,null,null,"2012-04-06",25.5,null,23,null,null,null,null,null,null,null,null,null,null,null,null,null,null,null,-1.2558588395652552,-0.8091736068002866,null,"2012-04-04T12:00:00",25.5,null,null,null,null,null,null,null,null,null,null,null,null,null,null,null,null,null,-1.2766353741173557,5.017554947850865,null,"2012-04-02T12:00:00",25.5,null,null,null,null,null,null,null,null,null,null,null,null,null,null,null,null,null,-1.2970967496053121,5.0842375763203584,null,"2012-04-04",25.5,null,null,null,null,null,null,null,null,null,null,null,null,null,null,null,null,null,-1.3169412698654852,-1.2629252553937635,null,"2012-04-04",25.5,null,null,null,null,null,null,null,null,null,null,null,null,null,null,null,null,null,-1.2733906333635643,7.8691796687927182E-2,null,"2012-04-03T12:00:00",25.5,null,null,null,null,null,null,null,null,null,null,null,null,null,null,null,null,null,-0.89770684040466742,6.6956368985267112,null,"2012-04-03",25.5,null,null,null,null,null,null,null,null,null,null,null,null,null,null,null,null,null,-1.0439846040213931,6.4764116199917421,null,"2012-04-05T12:00:00",25.5,null,null,null,null,null,null,null,null,null,null,null,null,null,null,null,null,null,-1.1880399142328875,3.6629905799402995,null,"2012-04-06T12:00:00",25.5,null,null,null,null,null,null,null,null,null,null,null,null,null,null,null,null,null,-1.2754889789152744,5.0714227700152623,null,"2012-04-04T12:00:00",25.5,null,null,null,null,null,null,null,null,null,null,null,null,null,null,null,null,null,-1.302066800285087,4.1862897331638216,null,"2012-04-05T12:00:00",25.5,null,null,null,null,null,null,null,null,null,null,null,null,null,null,null,null,null,-1.2530655005191287,6.1532447694555259,null,"2012-04-01T12:00:00",25.5,null,null,null,null,null,null,null,null,null,null,null,null,null,null,null,null,null,null,null,null,"2012-04-04T12:00:00",25.5,null,null,null,null,null,null,null,null,null,null,null,null,null,null,null,null,null,-1.3048995009130628,4.9616683413669493,null,"2012-04-03",25.5,null,null,null,null,null,null,null,null,null,null,null,null,null,null,null,null,null,null,null,null,"2012-04-01T12:00:00",25.5,null,null,null,null,null,null,null,null,null,null,null,null,null,null,null,null,null,-1.300257493183997,5.6385006117407839,null,"2012-04-04T12:00:00",25.5,null,null,null,null,null,null,null,null,null,null,null,null,null,null,null,null,null,-1.2946440052785446,3.5280739765221085,null,"2012-04-03T12:00:00",25.5,null,null,null,null,null,null,null,null,null,null,null,null,null,null,null,null,null,-0.88627788346566905,8.5705101673703883,null,"2012-04-04",25.5,null,null,null,null,null,null,null,null,null,null,null,null,null,null,null,null,null,-1.2538460615981539,1.7880325571955549,null,"2012-04-04",25.5,null,null,null,null,null,null,null,null,null,null,null,null,null,null,null,null,null,-1.3001539691526605,-0.35479971981511715,null,"2012-04-02T12:00:00",25.5,null,null,null,null,null,null,null,null,null,null,null,null,null,null,null,null,null,null,null,null,"2012-04-06",25.5,null,23,null,null,null,null,null,null,null,null,null,null,null,null,null,null,null,-1.2465343880367297,-0.80024191248285581,null,"2012-04-04T12:00:00",25.5,null,null,null,null,null,null,null,null,null,null,null,null,null,null,null,null,null,-1.276011159341363,5.0185494421509311,null,"2012-04-02T12:00:00",25.5,null,null,null,null,null,null,null,null,null,null,null,null,null,null,null,null,null,-1.3064170631678851,5.0682593950909709,null,"2012-04-04",25.5,null,null,null,null,null,null,null,null,null,null,null,null,null,null,null,null,null,-1.3177611169016603,-1.2633116477349806,null,"2012-04-04",25.5,null,null,null,null,null,null,null,null,null,null,null,null,null,null,null,null,null,-1.2953319794823439,4.4620637048949981E-2,null,"2012-04-03T12:00:00",25.5,null,null,null,null,null,null,null,null,null,null,null,null,null,null,null,null,null,-0.89975884764117608,6.7047737806243113,null,"2012-04-03",25.5,null,null,null,null,null,null,null,null,null,null,null,null,null,null,null,null,null,-1.062753644177916,6.4342806449380587,null,"2012-04-05T12:00:00",25.5,null,null,null,null,null,null,null,null,null,null,null,null,null,null,null,null,null,-1.1908461309122693,3.6599530788513408,null,"2012-04-06T12:00:00",25.5,null,null,null,null,null,null,null,null,null,null,null,null,null,null,null,null,null,-1.2826692082965105,5.0585540579865844,null,"2012-04-04T12:00:00",25.5,null,null,null,null,null,null,null,null,null,null,null,null,null,null,null,null,null,-1.3139686229715861,4.1656207048425777,null,"2012-04-05T12:00:00",25.5,null,null,null,null,null,null,null,null,null,null,null,null,null,null,null,null,null,-1.2507043241099407,6.1574026212780026,null,"2012-04-01T12:00:00",25.5,null,null,null,null,null,null,null,null,null,null,null,null,null,null,null,null,null,null,null,null,"2012-04-04T12:00:00",25.5,null,null,null,null,null,null,null,null,null,null,null,null,null,null,null,null,null,-1.2914153454812678,4.9846045267080266,null,"2012-04-03",25.5,null,null,null,null,null,null,null,null,null,null,null,null,null,null,null,null,null,null,null,null,"2012-04-01T12:00:00",25.5,null,null,null,null,null,null,null,null,null,null,null,null,null,null,null,null,null,-1.3090877349247754,5.6209361543309653,null,"2012-04-04T12:00:00",25.5,null,null,null,null,null,null,null,null,null,null,null,null,null,null,null,null,null,-1.292301401413579,3.5333724696591959,null,"2012-04-03T12:00:00",25.5,null,null,null,null,null,null,null,null,null,null,null,null,null,null,null,null,null,-0.88452765847603454,8.578179737912091,null,"2012-04-04",25.5,null,null,null,null,null,null,null,null,null,null,null,null,null,null,null,null,null,-1.2544401302627952,1.7860776875140834,null,"2012-04-04",25.5,null,null,null,null,null,null,null,null,null,null,null,null,null,null,null,null,null,-1.2985547942406037,-0.35286473984096334,null,"2012-04-02T12:00:00",25.5,null,null,null,null,null,null,null,null,null,null,null,null,null,null,null,null,null,null,null,null,"2012-04-06",25.5,null,23,null,null,null,null,null,null,null,null,null,null,null,null,null,null,null,-1.2521043911876411,-0.80938697875120791,null,"2012-04-04T12:00:00",25.5,null,null,null,null,null,null,null,null,null,null,null,null,null,null,null,null,null,-1.1794277471673864,5.1798655683630495,null,"2012-04-02T12:00:00",25.5,null,null,null,null,null,null,null,null,null,null,null,null,null,null,null,null,null,-1.3005655196217125,5.0771878551243148,null,"2012-04-04",25.5,null,null,null,null,null,null,null,null,null,null,null,null,null,null,null,null,null,-1.3168337064983304,-1.2628260393711046,null,"2012-04-04",25.5,null,null,null,null,null,null,null,null,null,null,null,null,null,null,null,null,null,-1.2789191341711554,7.6085888297513851E-2,null,"2012-04-03T12:00:00",25.5,null,null,null,null,null,null,null,null,null,null,null,null,null,null,null,null,null,-0.93710871145200614,6.6449901643946054,null,"2012-04-03",25.5,null,null,null,null,null,null,null,null,null,null,null,null,null,null,null,null,null,-1.0514405708445775,6.4623611594764734,null,"2012-04-05T12:00:00",25.5,null,null,null,null,null,null,null,null,null,null,null,null,null,null,null,null,null,-1.1989298235393593,3.6438305486057834,null,"2012-04-06T12:00:00",25.5,null,null,null,null,null,null,null,null,null,null,null,null,null,null,null,null,null,-1.2802716837105381,5.0627926738562419,null,"2012-04-04T12:00:00",25.5,null,null,null,null,null,null,null,null,null,null,null,null,null,null,null,null,null,-1.3137671007107938,4.1659522525285624,null,"2012-04-05T12:00:00",25.5,null,null,null,null,null,null,null,null,null,null,null,null,null,null,null,null,null,-1.258969716352164,6.152498741049456,null,"2012-04-01T12:00:00",25.5,null,null,null,null,null,null,null,null,null,null,null,null,null,null,null,null,null,null,null,null,"2012-04-04T12:00:00",25.5,null,null,null,null,null,null,null,null,null,null,null,null,null,null,null,null,null,-1.26234749200777,5.0342013831024097,null,"2012-04-03",25.5,null,null,null,null,null,null,null,null,null,null,null,null,null,null,null,null,null,null,null,null,"2012-04-01T12:00:00",25.5,null,null,null,null,null,null,null,null,null,null,null,null,null,null,null,null,null,-1.3083243637695416,5.620415909502432,null,"2012-04-04T12:00:00",25.5,null,null,null,null,null,null,null,null,null,null,null,null,null,null,null,null,null,-1.3071444850873859,3.5016108088978064,null,"2012-04-03T12:00:00",25.5,null,null,null,null,null,null,null,null,null,null,null,null,null,null,null,null,null,-0.8738922686932199,8.6275189814395095,null,"2012-04-04",25.5,null,null,null,null,null,null,null,null,null,null,null,null,null,null,null,null,null,-1.2547254542301112,1.7861970679083932,null,"2012-04-04",25.5,null,null,null,null,null,null,null,null,null,null,null,null,null,null,null,null,null,-1.2960953636436228,-0.34938331064078598,null,"2012-04-02T12:00:00",25.5,null,null,null,null,null,null,null,null,null,null,null,null,null,null,null,null,null,null,null,null,"2012-04-06",25.5,null,23,null,null,null,null,null,null,null,null,null,null,null,null,null,null,null,-1.2494662839317869,-0.80025589503417549,null,"2012-04-04T12:00:00",25.5,null,null,null,null,null,null,null,null,null,null,null,null,null,null,null,null,null,-1.2834833569803485,5.0104924165266889,null,"2012-04-02T12:00:00",25.5,null,null,null,null,null,null,null,null,null,null,null,null,null,null,null,null,null,-1.2914429724842902,5.091369221848157,null,"2012-04-04",25.5,null,null,null,null,null,null,null,null,null,null,null,null,null,null,null,null,null,-1.3178622358725938,-1.263489284481419,null,"2012-04-04",25.5,null,null,null,null,null,null,null,null,null,null,null,null,null,null,null,null,null,-1.2930067134085468,5.1522488636090762E-2,null,"2012-04-03T12:00:00",25.5,null,null,null,null,null,null,null,null,null,null,null,null,null,null,null,null,null,-0.93121733727196199,6.6621924021966024,null,"2012-04-03",25.5,null,null,null,null,null,null,null,null,null,null,null,null,null,null,null,null,null,-1.064746015607527,6.4348304564624863,null,"2012-04-05T12:00:00",25.5,null,null,null,null,null,null,null,null,null,null,null,null,null,null,null,null,null,-1.1905887988199324,3.6585217625566604,null,"2012-04-06T12:00:00",25.5,null,null,null,null,null,null,null,null,null,null,null,null,null,null,null,null,null,-1.2742672358905602,5.0734370616245963,null,"2012-04-04T12:00:00",25.5,null,null,null,null,null,null,null,null,null,null,null,null,null,null,null,null,null,-1.2903394721446872,4.2026921389914103,null,"2012-04-05T12:00:00",25.5,null,null,null,null,null,null,null,null,null,null,null,null,null,null,null,null,null,-1.2529308384503093,6.1532782832883379,null,"2012-04-01T12:00:00",25.5,null,null,null,null,null,null,null,null,null,null,null,null,null,null,null,null,null,null,null,null,"2012-04-04T12:00:00",25.5,null,null,null,null,null,null,null,null,null,null,null,null,null,null,null,null,null,-1.280945875710545,5.0033918737456062,null,"2012-04-03",25.5,null,null,null,null,null,null,null,null,null,null,null,null,null,null,null,null,null,null,null,null,"2012-04-01T12:00:00",25.5,null,null,null,null,null,null,null,null,null,null,null,null,null,null,null,null,null,-1.3077863814160959,5.621799529353634]
["2012-04-06",27,null,null,null,null,null,null,null,null,null,null,null,null,null,null,null,null,null,-2.0779108516447522,-1.0658478263673132,null,"2012-04-05",27,null,null,null,null,null,null,null,null,null,null,null,null,null,null,null,null,null,-1.2158435258330356,-4.2546865636573763,null,"2012-04-05T12:00:00",27,null,null,null,null,null,null,null,null,null,null,null,null,null,null,null,null,null,-0.84762569106159902,4.2275636043272611,null,"2012-04-05T12:00:00",27,null,null,null,null,null,null,null,null,null,null,null,null,null,null,null,null,null,-1.2322543969634325,2.1574716335288939,null,"2012-04-04",27,null,null,null,null,null,null,null,null,null,null,null,null,null,null,null,null,null,-1.2929357279310947,-1.5596550285714466,null,"2012-04-07T12:00:00",27,null,21.7,null,null,null,null,null,null,null,null,null,null,null,null,null,null,null,-1.2478185615201751,1.396780834323925,null,"2012-04-06",27,null,null,null,null,null,null,null,null,null,null,null,null,null,null,null,null,null,-1.2816032950076435,-1.6499957000459473,null,"2012-04-04",27,null,null,null,null,null,null,null,null,null,null,null,null,null,null,null,null,null,-1.3089227728738477,-1.5815279007371044,null,"2012-04-05T12:00:00",27,null,null,null,null,null,null,null,null,null,null,null,null,null,null,null,null,null,-1.3155151212489689,5.3813888480271084,null,"2012-04-05T12:00:00",27,null,null,null,null,null,null,null,null,null,null,null,null,null,null,null,null,null,-1.2752456871897184,6.7118343465615906,null,"2012-04-05",27,null,null,null,null,null,null,null,null,null,null,null,null,null,null,null,null,null,-0.97268016944105851,-0.14708756137896306,null,"2012-04-04T12:00:00",27,null,null,null,null,null,null,null,null,null,null,null,null,null,null,null,null,null,-1.0829606692464009,8.4920686719337262,null,"2012-04-07",27,null,null,null,null,null,null,null,null,null,null,null,null,null,null,null,null,null,-1.2063099679910092,1.3887609827110619,null,"2012-04-08",27,null,null,null,null,null,null,null,null,null,null,null,null,null,null,null,null,null,-1.2599785154090555,-1.5576054549678184,null,"2012-04-06",27,null,null,null,null,null,null,null,null,null,null,null,null,null,null,null,null,null,-1.2849874487980999,-2.4420584602006685,null,"2012-04-07",27,null,null,null,null,null,null,null,null,null,null,null,null,null,null,null,null,null,-1.2567794066056668,-0.50066563497616368,null,"2012-04-03",27,null,null,null,null,null,null,null,null,null,null,null,null,null,null,null,null,null,null,null,null,"2012-04-06",27,null,null,null,null,null,null,null,null,null,null,null,null,null,null,null,null,null,-1.2597643578512028,-1.6229904135901452,null,"2012-04-04T12:00:00",27,null,null,null,null,null,null,null,null,null,null,null,null,null,null,null,null,null,null,null,null,"2012-04-03",27,null,null,null,null,null,null,null,null,null,null,null,null,null,null,null,null,null,-1.3013593213015768,-1.0087806345498849,null,"2012-04-06",27,null,null,null,null,null,null,null,null,null,null,null,null,null,null,null,null,null,-1.3128755403226877,1.1772698278979452,null,"2012-04-05",27,null,null,null,null,null,null,null,null,null,null,null,null,null,null,null,null,null,-0.96240471620610313,1.5248534573534278,null,"2012-04-05T12:00:00",27,null,null,null,null,null,null,null,null,null,null,null,null,null,null,null,null,null,-1.2699487415712294,3.9716260890738084,null,"2012-04-05T12:00:00",27,null,null,null,null,null,null,null,null,null,null,null,null,null,null,null,null,null,-1.3055142563787132,1.8493715528575931,null,"2012-04-04",27,null,null,null,null,null,null,null,null,null,null,null,null,null,null,null,null,null,null,null,null,"2012-04-07T12:00:00",27,null,21.7,null,null,null,null,null,null,null,null,null,null,null,null,null,null,null,-1.2608547945400495,1.3851360954192,null,"2012-04-06",27,null,null,null,null,null,null,null,null,null,null,null,null,null,null,null,null,null,-1.2806852270847064,-1.6412706092023066,null,"2012-04-04",27,null,null,null,null,null,null,null,null,null,null,null,null,null,null,null,null,null,-1.2992038973550999,-1.5660681134356642,null,"2012-04-05T12:00:00",27,null,null,null,null,null,null,null,null,null,null,null,null,null,null,null,null,null,-1.3174109323307988,5.3785623114507333,null,"2012-04-05T12:00:00",27,null,null,null,null,null,null,null,null,null,null,null,null,null,null,null,null,null,-1.2769616086033446,6.7098653339619556,null,"2012-04-05",27,null,null,null,null,null,null,null,null,null,null,null,null,null,null,null,null,null,-0.93956218915723466,-0.11346634292697777,null,"2012-04-04T12:00:00",27,null,null,null,null,null,null,null,null,null,null,null,null,null,null,null,null,null,-1.0846084258943978,8.4786976455261094,null,"2012-04-07",27,null,null,null,null,null,null,null,null,null,null,null,null,null,null,null,null,null,-1.2008058845734451,1.3981877855223335,null,"2012-04-08",27,null,null,null,null,null,null,null,null,null,null,null,null,null,null,null,null,null,-1.2794966369615142,-1.5863023200682052,null,"2012-04-06",27,null,null,null,null,null,null,null,null,null,null,null,null,null,null,null,null,null,-1.303626573385964,-2.4619395230431711,null,"2012-04-07",27,null,null,null,null,null,null,null,null,null,null,null,null,null,null,null,null,null,-1.2584576624624415,-0.5082121081854043,null,"2012-04-03",27,null,null,null,null,null,null,null,null,null,null,null,null,null,null,null,null,null,null,null,null,"2012-04-06",27,null,null,null,null,null,null,null,null,null,null,null,null,null,null,null,null,null,-1.3064648044213554,-1.686997139928587,null,"2012-04-04T12:00:00",27,null,null,null,null,null,null,null,null,null,null,null,null,null,null,null,null,null,null,null,null,"2012-04-03",27,null,null,null,null,null,null,null,null,null,null,null,null,null,null,null,null,null,-1.3023787902241881,-1.0124869016848559,null,"2012-04-06",27,null,null,null,null,null,null,null,null,null,null,null,null,null,null,null,null,null,-1.29707273122593,1.2050244139372086,null,"2012-04-05",27,null,null,null,null,null,null,null,null,null,null,null,null,null,null,null,null,null,-0.95599552778174635,1.5033820527532542,null,"2012-04-05T12:00:00",27,null,null,null,null,null,null,null,null,null,null,null,null,null,null,null,null,null,-1.2595461681277778,3.9806362424977491,null,"2012-04-05T12:00:00",27,null,null,null,null,null,null,null,null,null,null,null,null,null,null,null,null,null,-1.3016238632996795,1.854121052264168,null,"2012-04-04",27,null,null,null,null,null,null,null,null,null,null,null,null,null,null,null,null,null,null,null,null,"2012-04-07T12:00:00",27,null,21.7,null,null,null,null,null,null,null,null,null,null,null,null,null,null,null,-1.2519678848460754,1.3935688802037385,null,"2012-04-06",27,null,null,null,null,null,null,null,null,null,null,null,null,null,null,null,null,null,-1.2801050906752789,-1.6404615955722135,null,"2012-04-04",27,null,null,null,null,null,null,null,null,null,null,null,null,null,null,null,null,null,-1.3078037953865078,-1.5794891507426789,null,"2012-04-05T12:00:00",27,null,null,null,null,null,null,null,null,null,null,null,null,null,null,null,null,null,-1.3182131121760046,5.3782293569477302,null,"2012-04-05T12:00:00",27,null,null,null,null,null,null,null,null,null,null,null,null,null,null,null,null,null,-1.2973557766020332,6.6808664850289308,null,"2012-04-05",27,null,null,null,null,null,null,null,null,null,null,null,null,null,null,null,null,null,-0.94203775294105929,-0.10539549657529379,null,"2012-04-04T12:00:00",27,null,null,null,null,null,null,null,null,null,null,null,null,null,null,null,null,null,-1.1014890098674661,8.4437643829784612,null,"2012-04-07",27,null,null,null,null,null,null,null,null,null,null,null,null,null,null,null,null,null,-1.2034669462534828,1.3953549977641471,null,"2012-04-08",27,null,null,null,null,null,null,null,null,null,null,null,null,null,null,null,null,null,-1.2860974043168614,-1.5970850234504479,null,"2012-04-06",27,null,null,null,null,null,null,null,null,null,null,null,null,null,null,null,null,null,-1.3145918343099701,-2.479462375635749,null,"2012-04-07",27,null,null,null,null,null,null,null,null,null,null,null,null,null,null,null,null,null,-1.2562845602822916,-0.50469887970984995,null,"2012-04-03",27,null,null,null,null,null,null,null,null,null,null,null,null,null,null,null,null,null,null,null,null,"2012-04-06",27,null,null,null,null,null,null,null,null,null,null,null,null,null,null,null,null,null,-1.2940188615299735,-1.6675907783001531,null,"2012-04-04T12:00:00",27,null,null,null,null,null,null,null,null,null,null,null,null,null,null,null,null,null,null,null,null,"2012-04-03",27,null,null,null,null,null,null,null,null,null,null,null,null,null,null,null,null,null,-1.310421323209096,-1.0270945535472844,null,"2012-04-06",27,null,null,null,null,null,null,null,null,null,null,null,null,null,null,null,null,null,-1.2949513724221466,1.2093850140655065,null,"2012-04-05",27,null,null,null,null,null,null,null,null,null,null,null,null,null,null,null,null,null,-0.95456443379533185,1.5089170521358415,null,"2012-04-05T12:00:00",27,null,null,null,null,null,null,null,null,null,null,null,null,null,null,null,null,null,-1.2600537345973963,3.9790505297238599,null,"2012-04-05T12:00:00",27,null,null,null,null,null,null,null,null,null,null,null,null,null,null,null,null,null,-1.3001127848524074,1.8557755835093379,null,"2012-04-04",27,null,null,null,null,null,null,null,null,null,null,null,null,null,null,null,null,null,null,null,null,"2012-04-07T12:00:00",27,null,21.7,null,null,null,null,null,null,null,null,null,null,null,null,null,null,null,-1.2570943644213335,1.3851933644568699,null,"2012-04-06",27,null,null,null,null,null,null,null,null,null,null,null,null,null,null,null,null,null,-1.1908121280007369,-1.5043901831682349,null,"2012-04-04",27,null,null,null,null,null,null,null,null,null,null,null,null,null,null,null,null,null,-1.3023545123966651,-1.5720001982774481,null,"2012-04-05T12:00:00",27,null,null,null,null,null,null,null,null,null,null,null,null,null,null,null,null,null,-1.3173078703649237,5.3786466014932461,null,"2012-04-05T12:00:00",27,null,null,null,null,null,null,null,null,null,null,null,null,null,null,null,null,null,-1.2823716283992268,6.7076433431352447,null,"2012-04-05",27,null,null,null,null,null,null,null,null,null,null,null,null,null,null,null,null,null,-0.97663487009151906,-0.15755166743515447,null,"2012-04-04T12:00:00",27,null,null,null,null,null,null,null,null,null,null,null,null,null,null,null,null,null,-1.0914522741831976,8.4676384259905362,null,"2012-04-07",27,null,null,null,null,null,null,null,null,null,null,null,null,null,null,null,null,null,-1.2108246245784355,1.3818468244178819,null,"2012-04-08",27,null,null,null,null,null,null,null,null,null,null,null,null,null,null,null,null,null,-1.283890165683168,-1.5935533417107821,null,"2012-04-06",27,null,null,null,null,null,null,null,null,null,null,null,null,null,null,null,null,null,-1.314405354868968,-2.4791806107448546,null,"2012-04-07",27,null,null,null,null,null,null,null,null,null,null,null,null,null,null,null,null,null,-1.2643252217857108,-0.50894263509418725,null,"2012-04-03",27,null,null,null,null,null,null,null,null,null,null,null,null,null,null,null,null,null,null,null,null,"2012-04-06",27,null,null,null,null,null,null,null,null,null,null,null,null,null,null,null,null,null,-1.2671936543524576,-1.6257095579394625,null,"2012-04-04T12:00:00",27,null,null,null,null,null,null,null,null,null,null,null,null,null,null,null,null,null,null,null,null,"2012-04-03",27,null,null,null,null,null,null,null,null,null,null,null,null,null,null,null,null,null,-1.3096353895692239,-1.0275009282697383,null,"2012-04-06",27,null,null,null,null,null,null,null,null,null,null,null,null,null,null,null,null,null,-1.3084577144983156,1.1828580539865448,null,"2012-04-05",27,null,null,null,null,null,null,null,null,null,null,null,null,null,null,null,null,null,-0.94598561693079031,1.5446373871632997,null,"2012-04-05T12:00:00",27,null,null,null,null,null,null,null,null,null,null,null,null,null,null,null,null,null,-1.2603436711553349,3.9791244724787416,null,"2012-04-05T12:00:00",27,null,null,null,null,null,null,null,null,null,null,null,null,null,null,null,null,null,-1.2978088401143131,1.8586480478547927,null,"2012-04-04",27,null,null,null,null,null,null,null,null,null,null,null,null,null,null,null,null,null,null,null,null,"2012-04-07T12:00:00",27,null,21.7,null,null,null,null,null,null,null,null,null,null,null,null,null,null,null,-1.254898856394109,1.3934710997736801,null,"2012-04-06",27,null,null,null,null,null,null,null,null,null,null,null,null,null,null,null,null,null,-1.287217235443473,-1.6471167858563129,null,"2012-04-04",27,null,null,null,null,null,null,null,null,null,null,null,null,null,null,null,null,null,-1.2938702065166554,-1.5601291347104516,null,"2012-04-05T12:00:00",27,null,null,null,null,null,null,null,null,null,null,null,null,null,null,null,null,null,-1.31830617636356,5.3780785684465071,null,"2012-04-05T12:00:00",27,null,null,null,null,null,null,null,null,null,null,null,null,null,null,null,null,null,-1.2953460933172838,6.6868170027875786,null,"2012-04-05",27,null,null,null,null,null,null,null,null,null,null,null,null,null,null,null,null,null,-0.97150190433210337,-0.14370751237641444,null,"2012-04-04T12:00:00",27,null,null,null,null,null,null,null,null,null,null,null,null,null,null,null,null,null,-1.1034875276362661,8.4435905695667248,null,"2012-04-07",27,null,null,null,null,null,null,null,null,null,null,null,null,null,null,null,null,null,-1.2031526552000555,1.394413609024203,null,"2012-04-08",27,null,null,null,null,null,null,null,null,null,null,null,null,null,null,null,null,null,-1.2783662017596167,-1.5845936100453415,null,"2012-04-06",27,null,null,null,null,null,null,null,null,null,null,null,null,null,null,null,null,null,-1.2926434455791589,-2.4480015082705897,null,"2012-04-07",27,null,null,null,null,null,null,null,null,null,null,null,null,null,null,null,null,null,-1.2583251052377131,-0.50816336631135151,null,"2012-04-03",27,null,null,null,null,null,null,null,null,null,null,null,null,null,null,null,null,null,null,null,null,"2012-04-06",27,null,null,null,null,null,null,null,null,null,null,null,null,null,null,null,null,null,-1.2843966585711881,-1.6518039143530381,null,"2012-04-04T12:00:00",27,null,null,null,null,null,null,null,null,null,null,null,null,null,null,null,null,null,null,null,null,"2012-04-03",27,null,null,null,null,null,null,null,null,null,null,null,null,null,null,null,null,null,-1.3091586573096934,-1.0263777643365224]
["2012-04-08",29,null,null,null,null,null,null,null,null,null,null,null,null,null,null,null,null,null,-2.0828297752016578,-1.0862312007857589,null,"2012-04-07",29,null,null,null,null,null,null,null,null,null,null,null,null,null,null,null,null,null,-1.2258558533634347,-4.2945980236591019,null,"2012-04-07T12:00:00",29,null,null,null,null,null,null,null,null,null,null,null,null,null,null,null,null,null,-0.9146704536167779,3.9296695581846288,null,"2012-04-07T12:00:00",29,null,null,null,null,null,null,null,null,null,null,null,null,null,null,null,null,null,-1.2445330471075384,2.097499347047024,null,"2012-04-06",29,null,null,null,null,null,null,null,null,null,null,null,null,null,null,null,null,null,-1.2956554252329466,-1.567876797738001,null,"2012-04-09T12:00:00",29,null,22,null,null,null,null,null,null,null,null,null,null,null,null,null,null,null,-1.253178743926024,1.7342337683533111,null,"2012-04-08",29,null,null,null,null,null,null,null,null,null,null,null,null,null,null,null,null,null,-1.2855210529861414,-1.6622392747433896,null,"2012-04-06",29,null,null,null,null,null,null,null,null,null,null,null,null,null,null,null,null,null,-1.3103347434720258,-1.5859958669912477,null,"2012-04-07T12:00:00",29,null,null,null,null,null,null,null,null,null,null,null,null,null,null,null,null,null,-1.3162092063216198,5.3793215509045327,null,"2012-04-07T12:00:00",29,null,null,null,null,null,null,null,null,null,null,null,null,null,null,null,null,null,-1.2793352943694842,6.6992997902750915,null,"2012-04-07",29,null,null,null,null,null,null,null,null,null,null,null,null,null,null,null,null,null,-1.0155500957411596,-0.30758465017044456,null,"2012-04-06T12:00:00",29,null,null,null,null,null,null,null,null,null,null,null,null,null,null,null,null,null,-1.1245148459217778,8.2923985000838627,null,"2012-04-09",29,null,null,null,null,null,null,null,null,null,null,null,null,null,null,null,null,null,-1.2194695205459336,1.3404204453382813,null,"2012-04-10",29,null,null,null,null,null,null,null,null,null,null,null,null,null,null,null,null,null,-1.2660523791587441,-1.5777122888481885,null,"2012-04-08",29,null,null,null,null,null,null,null,null,null,null,null,null,null,null,null,null,null,-1.28789470066178,-2.4511516610818247,null,"2012-04-09",29,null,null,null,null,null,null,null,null,null,null,null,null,null,null,null,null,null,-1.2631813204021523,-0.52110947057214552,null,"2012-04-05",29,null,null,null,null,null,null,null,null,null,null,null,null,null,null,null,null,null,null,null,null,"2012-04-08",29,null,null,null,null,null,null,null,null,null,null,null,null,null,null,null,null,null,-1.2652625688917702,-1.6407613855115415,null,"2012-04-06T12:00:00",29,null,null,null,null,null,null,null,null,null,null,null,null,null,null,null,null,null,null,null,null,"2012-04-05",29,null,null,null,null,null,null,null,null,null,null,null,null,null,null,null,null,null,-1.3038693461967144,-1.0177764791869488,null,"2012-04-08",29,null,null,null,null,null,null,null,null,null,null,null,null,null,null,null,null,null,-1.3139992326706884,1.173143285681264,null,"2012-04-07",29,null,null,null,null,null,null,null,null,null,null,null,null,null,null,null,null,null,-1.0306455941209858,1.1483565232607902,null,"2012-04-07T12:00:00",29,null,null,null,null,null,null,null,null,null,null,null,null,null,null,null,null,null,-1.2755981207962619,3.9518467469979157,null,"2012-04-07T12:00:00",29,null,null,null,null,null,null,null,null,null,null,null,null,null,null,null,null,null,-1.306838100685539,1.8448562016530949,null,"2012-04-06",29,null,null,null,null,null,null,null,null,null,null,null,null,null,null,null,null,null,null,null,null,"2012-04-09T12:00:00",29,null,22,null,null,null,null,null,null,null,null,null,null,null,null,null,null,null,-1.2656377851289971,1.7263336232842692,null,"2012-04-08",29,null,null,null,null,null,null,null,null,null,null,null,null,null,null,null,null,null,-1.2850499438059966,-1.6569471921811894,null,"2012-04-06",29,null,null,null,null,null,null,null,null,null,null,null,null,null,null,null,null,null,-1.3015267876350287,-1.5735373347200228,null,"2012-04-07T12:00:00",29,null,null,null,null,null,null,null,null,null,null,null,null,null,null,null,null,null,-1.3179373055032395,5.3770134107707062,null,"2012-04-07T12:00:00",29,null,null,null,null,null,null,null,null,null,null,null,null,null,null,null,null,null,-1.2809337893040877,6.6976766804460066,null,"2012-04-07",29,null,null,null,null,null,null,null,null,null,null,null,null,null,null,null,null,null,-0.98447900859645099,-0.27881804155435119,null,"2012-04-06T12:00:00",29,null,null,null,null,null,null,null,null,null,null,null,null,null,null,null,null,null,-1.1254363902581082,8.2832120925665382,null,"2012-04-09",29,null,null,null,null,null,null,null,null,null,null,null,null,null,null,null,null,null,-1.2145349670133092,1.3483779729653371,null,"2012-04-10",29,null,null,null,null,null,null,null,null,null,null,null,null,null,null,null,null,null,-1.2838685602062236,-1.6011228739992904,null,"2012-04-08",29,null,null,null,null,null,null,null,null,null,null,null,null,null,null,null,null,null,-1.3053557403304545,-2.4673409233707817,null,"2012-04-09",29,null,null,null,null,null,null,null,null,null,null,null,null,null,null,null,null,null,-1.2644170398039649,-0.52713657732800101,null,"2012-04-05",29,null,null,null,null,null,null,null,null,null,null,null,null,null,null,null,null,null,null,null,null,"2012-04-08",29,null,null,null,null,null,null,null,null,null,null,null,null,null,null,null,null,null,-1.3081764205470607,-1.6927306812814444,null,"2012-04-06T12:00:00",29,null,null,null,null,null,null,null,null,null,null,null,null,null,null,null,null,null,null,null,null,"2012-04-05",29,null,null,null,null,null,null,null,null,null,null,null,null,null,null,null,null,null,-1.3046816059401494,-1.0204754017951296,null,"2012-04-08",29,null,null,null,null,null,null,null,null,null,null,null,null,null,null,null,null,null,-1.2997278482407675,1.1955156883540061,null,"2012-04-07",29,null,null,null,null,null,null,null,null,null,null,null,null,null,null,null,null,null,-1.0232054479960353,1.1369295078826984,null,"2012-04-07T12:00:00",29,null,null,null,null,null,null,null,null,null,null,null,null,null,null,null,null,null,-1.2657223526313557,3.9589976889111043,null,"2012-04-07T12:00:00",29,null,null,null,null,null,null,null,null,null,null,null,null,null,null,null,null,null,-1.3032266827814352,1.8486598882194865,null,"2012-04-06",29,null,null,null,null,null,null,null,null,null,null,null,null,null,null,null,null,null,null,null,null,"2012-04-09T12:00:00",29,null,22,null,null,null,null,null,null,null,null,null,null,null,null,null,null,null,-1.257170137283121,1.732075609757644,null,"2012-04-08",29,null,null,null,null,null,null,null,null,null,null,null,null,null,null,null,null,null,-1.2845165615727951,-1.6563190153368825,null,"2012-04-06",29,null,null,null,null,null,null,null,null,null,null,null,null,null,null,null,null,null,-1.3093354275045024,-1.5843649609905361,null,"2012-04-07T12:00:00",29,null,null,null,null,null,null,null,null,null,null,null,null,null,null,null,null,null,-1.3187195843821271,5.376737978578042,null,"2012-04-07T12:00:00",29,null,null,null,null,null,null,null,null,null,null,null,null,null,null,null,null,null,-1.2996047253705536,6.6739297070549606,null,"2012-04-07",29,null,null,null,null,null,null,null,null,null,null,null,null,null,null,null,null,null,-0.98744355169493736,-0.27197016693209664,null,"2012-04-06T12:00:00",29,null,null,null,null,null,null,null,null,null,null,null,null,null,null,null,null,null,-1.140286773332144,8.2558495708237523,null,"2012-04-09",29,null,null,null,null,null,null,null,null,null,null,null,null,null,null,null,null,null,-1.2170194636244303,1.3458472511661201,null,"2012-04-10",29,null,null,null,null,null,null,null,null,null,null,null,null,null,null,null,null,null,-1.2898346341576516,-1.6097952214985123,null,"2012-04-08",29,null,null,null,null,null,null,null,null,null,null,null,null,null,null,null,null,null,-1.3152819402974643,-2.4816340569385216,null,"2012-04-09",29,null,null,null,null,null,null,null,null,null,null,null,null,null,null,null,null,null,-1.2624517650018297,-0.5242842890116951,null,"2012-04-05",29,null,null,null,null,null,null,null,null,null,null,null,null,null,null,null,null,null,null,null,null,"2012-04-08",29,null,null,null,null,null,null,null,null,null,null,null,null,null,null,null,null,null,-1.2968795983243617,-1.6769449876368501,null,"2012-04-06T12:00:00",29,null,null,null,null,null,null,null,null,null,null,null,null,null,null,null,null,null,null,null,null,"2012-04-05",29,null,null,null,null,null,null,null,null,null,null,null,null,null,null,null,null,null,-1.3118680129864064,-1.0321289273870438,null,"2012-04-08",29,null,null,null,null,null,null,null,null,null,null,null,null,null,null,null,null,null,-1.2978442497169764,1.1989520086421319,null,"2012-04-07",29,null,null,null,null,null,null,null,null,null,null,null,null,null,null,null,null,null,-1.0220716127127882,1.1406585054745644,null,"2012-04-07T12:00:00",29,null,null,null,null,null,null,null,null,null,null,null,null,null,null,null,null,null,-1.266138356919573,3.9577678704677055,null,"2012-04-07T12:00:00",29,null,null,null,null,null,null,null,null,null,null,null,null,null,null,null,null,null,-1.3018141248543673,1.8500195842616425,null,"2012-04-06",29,null,null,null,null,null,null,null,null,null,null,null,null,null,null,null,null,null,null,null,null,"2012-04-09T12:00:00",29,null,22,null,null,null,null,null,null,null,null,null,null,null,null,null,null,null,-1.2618739343051146,1.7262918229059729,null,"2012-04-08",29,null,null,null,null,null,null,null,null,null,null,null,null,null,null,null,null,null,-1.2032621911921597,-1.5461407929630813,null,"2012-04-06",29,null,null,null,null,null,null,null,null,null,null,null,null,null,null,null,null,null,-1.3043272401264179,-1.5783345774278266,null,"2012-04-07T12:00:00",29,null,null,null,null,null,null,null,null,null,null,null,null,null,null,null,null,null,-1.317839242795112,5.3770821572249048,null,"2012-04-07T12:00:00",29,null,null,null,null,null,null,null,null,null,null,null,null,null,null,null,null,null,-1.2862118962585849,6.6958623472389158,null,"2012-04-07",29,null,null,null,null,null,null,null,null,null,null,null,null,null,null,null,null,null,-1.0189051162839731,-0.31557316031205584,null,"2012-04-06T12:00:00",29,null,null,null,null,null,null,null,null,null,null,null,null,null,null,null,null,null,-1.1316547879879377,8.2749758759539365,null,"2012-04-09",29,null,null,null,null,null,null,null,null,null,null,null,null,null,null,null,null,null,-1.2235824776081101,1.3349967291036673,null,"2012-04-10",29,null,null,null,null,null,null,null,null,null,null,null,null,null,null,null,null,null,-1.287834563199872,-1.6069733405400271,null,"2012-04-08",29,null,null,null,null,null,null,null,null,null,null,null,null,null,null,null,null,null,-1.3151121940855683,-2.4814035639544652,null,"2012-04-09",29,null,null,null,null,null,null,null,null,null,null,null,null,null,null,null,null,null,-1.2702380102669946,-0.52781569612333246,null,"2012-04-05",29,null,null,null,null,null,null,null,null,null,null,null,null,null,null,null,null,null,null,null,null,"2012-04-08",29,null,null,null,null,null,null,null,null,null,null,null,null,null,null,null,null,null,-1.272531211398213,-1.642959569351814,null,"2012-04-06T12:00:00",29,null,null,null,null,null,null,null,null,null,null,null,null,null,null,null,null,null,null,null,null,"2012-04-05",29,null,null,null,null,null,null,null,null,null,null,null,null,null,null,null,null,null,-1.3110591333943467,-1.0324310446771059,null,"2012-04-08",29,null,null,null,null,null,null,null,null,null,null,null,null,null,null,null,null,null,-1.3098910517700915,1.1776829345915618,null,"2012-04-07",29,null,null,null,null,null,null,null,null,null,null,null,null,null,null,null,null,null,-1.0154139473175572,1.1647877573616288,null,"2012-04-07T12:00:00",29,null,null,null,null,null,null,null,null,null,null,null,null,null,null,null,null,null,-1.2664317822064461,3.9578053445441301,null,"2012-04-07T12:00:00",29,null,null,null,null,null,null,null,null,null,null,null,null,null,null,null,null,null,-1.2996775616879059,1.8522850836969778,null,"2012-04-06",29,null,null,null,null,null,null,null,null,null,null,null,null,null,null,null,null,null,null,null,null,"2012-04-09T12:00:00",29,null,22,null,null,null,null,null,null,null,null,null,null,null,null,null,null,null,-1.2601041902200567,1.7321530166788983,null,"2012-04-08",29,null,null,null,null,null,null,null,null,null,null,null,null,null,null,null,null,null,-1.2912406293053471,-1.6615748325303665,null,"2012-04-06",29,null,null,null,null,null,null,null,null,null,null,null,null,null,null,null,null,null,-1.2965412189086507,-1.5687996693524449,null,"2012-04-07T12:00:00",29,null,null,null,null,null,null,null,null,null,null,null,null,null,null,null,null,null,-1.3188037014249094,5.3766148388767068,null,"2012-04-07T12:00:00",29,null,null,null,null,null,null,null,null,null,null,null,null,null,null,null,null,null,-1.2979516063942069,6.678881183796463,null,"2012-04-07",29,null,null,null,null,null,null,null,null,null,null,null,null,null,null,null,null,null,-1.0145648626872845,-0.30502255054861838,null,"2012-04-06T12:00:00",29,null,null,null,null,null,null,null,null,null,null,null,null,null,null,null,null,null,-1.1422544391196552,8.2551864765786309,null,"2012-04-09",29,null,null,null,null,null,null,null,null,null,null,null,null,null,null,null,null,null,-1.2166587168770924,1.3453210509365994,null,"2012-04-10",29,null,null,null,null,null,null,null,null,null,null,null,null,null,null,null,null,null,-1.2828394397439637,-1.5997295462820142,null,"2012-04-08",29,null,null,null,null,null,null,null,null,null,null,null,null,null,null,null,null,null,-1.2951999497218825,-2.4559518597961527,null,"2012-04-09",29,null,null,null,null,null,null,null,null,null,null,null,null,null,null,null,null,null,-1.2642881003261248,-0.52707789861016752,null,"2012-04-05",29,null,null,null,null,null,null,null,null,null,null,null,null,null,null,null,null,null,null,null,null,"2012-04-08",29,null,null,null,null,null,null,null,null,null,null,null,null,null,null,null,null,null,-1.2881882723905549,-1.6642055088261787,null,"2012-04-06T12:00:00",29,null,null,null,null,null,null,null,null,null,null,null,null,null,null,null,null,null,null,null,null,"2012-04-05",29,null,null,null,null,null,null,null,null,null,null,null,null,null,null,null,null,null,-1.3106472702071637,-1.0315596748491189]
["2012-04-08T12:00:00",29.5,null,null,null,null,null,null,null,null,null,null,null,null,null,null,null,null,null,-2.08388107580772,1.223282501235027,null,"2012-04-07T12:00:00",29.5,null,null,null,null,null,null,null,null,null,null,null,null,null,null,null,null,null,-1.2279864486722178,2.3403998576483405,null,"2012-04-08",29.5,null,null,null,null,null,null,null,null,null,null,null,null,null,null,null,null,null,-0.9286769569104526,1.6570751916113751,null,"2012-04-08",29.5,null,null,null,null,null,null,null,null,null,null,null,null,null,null,null,null,null,-1.2470558893429775,-0.12819949721807836,null,"2012-04-06T12:00:00",29.5,null,null,null,null,null,null,null,null,null,null,null,null,null,null,null,null,null,-1.2962568869107243,5.0733692839094777,null,"2012-04-10",29.5,null,22,null,null,null,null,null,null,null,null,null,null,null,null,null,null,null,-1.2543565981085409,-0.48353711876152516,null,"2012-04-08T12:00:00",29.5,null,null,null,null,null,null,null,null,null,null,null,null,null,null,null,null,null,-1.286383942340612,4.9781767065298519,null,"2012-04-06T12:00:00",29.5,null,null,null,null,null,null,null,null,null,null,null,null,null,null,null,null,null,-1.3106452610171562,5.0560464642321348,null,"2012-04-08",29.5,null,null,null,null,null,null,null,null,null,null,null,null,null,null,null,null,null,-1.3163629752495778,-1.2640862505415713,null,"2012-04-08",29.5,null,null,null,null,null,null,null,null,null,null,null,null,null,null,null,null,null,-1.2802381577056956,5.3699217278552938E-2,null,"2012-04-07T12:00:00",29.5,null,null,null,null,null,null,null,null,null,null,null,null,null,null,null,null,null,-1.0247578949758589,6.3027710168427244,null,"2012-04-07",29.5,null,null,null,null,null,null,null,null,null,null,null,null,null,null,null,null,null,-1.1330673329878547,6.0395269269902965,null,"2012-04-09T12:00:00",29.5,null,null,null,null,null,null,null,null,null,null,null,null,null,null,null,null,null,-1.222305314222041,3.5449460786515754,null,"2012-04-10T12:00:00",29.5,null,null,null,null,null,null,null,null,null,null,null,null,null,null,null,null,null,-1.2673803027899935,5.0611037342093672,null,"2012-04-08T12:00:00",29.5,null,null,null,null,null,null,null,null,null,null,null,null,null,null,null,null,null,-1.2885348569768695,4.1899173767155515,null,"2012-04-09T12:00:00",29.5,null,null,null,null,null,null,null,null,null,null,null,null,null,null,null,null,null,-1.2645874937046142,6.1176092419723531,null,"2012-04-05T12:00:00",29.5,null,null,null,null,null,null,null,null,null,null,null,null,null,null,null,null,null,null,null,null,"2012-04-08T12:00:00",29.5,null,null,null,null,null,null,null,null,null,null,null,null,null,null,null,null,null,-1.2664683137548742,4.9985179104282134,null,"2012-04-07",29.5,null,null,null,null,null,null,null,null,null,null,null,null,null,null,null,null,null,null,null,null,"2012-04-05T12:00:00",29.5,null,null,null,null,null,null,null,null,null,null,null,null,null,null,null,null,null,-1.304412225449088,5.6233665276789928,null,"2012-04-08T12:00:00",29.5,null,null,null,null,null,null,null,null,null,null,null,null,null,null,null,null,null,-1.3142436798982091,3.4858997100543343,null,"2012-04-07T12:00:00",29.5,null,null,null,null,null,null,null,null,null,null,null,null,null,null,null,null,null,-1.0443106014100116,7.7217302321439716,null,"2012-04-08",29.5,null,null,null,null,null,null,null,null,null,null,null,null,null,null,null,null,null,-1.2768239620263286,1.7334791110989962,null,"2012-04-08",29.5,null,null,null,null,null,null,null,null,null,null,null,null,null,null,null,null,null,-1.3071262870025764,-0.37040073270200524,null,"2012-04-06T12:00:00",29.5,null,null,null,null,null,null,null,null,null,null,null,null,null,null,null,null,null,null,null,null,"2012-04-10",29.5,null,22,null,null,null,null,null,null,null,null,null,null,null,null,null,null,null,-1.26668912173927,-0.49105695024728041,null,"2012-04-08T12:00:00",29.5,null,null,null,null,null,null,null,null,null,null,null,null,null,null,null,null,null,-1.2859935842322008,4.9828340842096948,null,"2012-04-06T12:00:00",29.5,null,null,null,null,null,null,null,null,null,null,null,null,null,null,null,null,null,-1.3020365863742853,5.0678842049386486,null,"2012-04-08",29.5,null,null,null,null,null,null,null,null,null,null,null,null,null,null,null,null,null,-1.3180540856768415,-1.2662859259941279,null,"2012-04-08",29.5,null,null,null,null,null,null,null,null,null,null,null,null,null,null,null,null,null,-1.2818106100451019,5.2149376702230354E-2,null,"2012-04-07T12:00:00",29.5,null,null,null,null,null,null,null,null,null,null,null,null,null,null,null,null,null,-0.99415039981446585,6.3304314259376708,null,"2012-04-07",29.5,null,null,null,null,null,null,null,null,null,null,null,null,null,null,null,null,null,-1.1338454167095771,6.0311290274799747,null,"2012-04-09T12:00:00",29.5,null,null,null,null,null,null,null,null,null,null,null,null,null,null,null,null,null,-1.2174988213603133,3.5525807486482361,null,"2012-04-10T12:00:00",29.5,null,null,null,null,null,null,null,null,null,null,null,null,null,null,null,null,null,-1.2848213970571327,5.0388006202527311,null,"2012-04-08T12:00:00",29.5,null,null,null,null,null,null,null,null,null,null,null,null,null,null,null,null,null,-1.3057366074355028,4.1745033656642745,null,"2012-04-09T12:00:00",29.5,null,null,null,null,null,null,null,null,null,null,null,null,null,null,null,null,null,-1.2657269224809073,6.1118934863870571,null,"2012-04-05T12:00:00",29.5,null,null,null,null,null,null,null,null,null,null,null,null,null,null,null,null,null,null,null,null,"2012-04-08T12:00:00",29.5,null,null,null,null,null,null,null,null,null,null,null,null,null,null,null,null,null,-1.3085500652784468,4.9490601984025719,null,"2012-04-07",29.5,null,null,null,null,null,null,null,null,null,null,null,null,null,null,null,null,null,null,null,null,"2012-04-05T12:00:00",29.5,null,null,null,null,null,null,null,null,null,null,null,null,null,null,null,null,null,-1.3051819466133552,5.6208621859052439,null,"2012-04-08T12:00:00",29.5,null,null,null,null,null,null,null,null,null,null,null,null,null,null,null,null,null,-1.300307385996524,3.5071590238304826,null,"2012-04-07T12:00:00",29.5,null,null,null,null,null,null,null,null,null,null,null,null,null,null,null,null,null,-1.0366992983617584,7.7119718934958383,null,"2012-04-08",29.5,null,null,null,null,null,null,null,null,null,null,null,null,null,null,null,null,null,-1.2670622925654547,1.7402464375509781,null,"2012-04-08",29.5,null,null,null,null,null,null,null,null,null,null,null,null,null,null,null,null,null,-1.3035756475602156,-0.36679268992153302,null,"2012-04-06T12:00:00",29.5,null,null,null,null,null,null,null,null,null,null,null,null,null,null,null,null,null,null,null,null,"2012-04-10",29.5,null,22,null,null,null,null,null,null,null,null,null,null,null,null,null,null,null,-1.2583134506231375,-0.48558933293883116,null,"2012-04-08T12:00:00",29.5,null,null,null,null,null,null,null,null,null,null,null,null,null,null,null,null,null,-1.2854701958335195,4.9834257964161424,null,"2012-04-06T12:00:00",29.5,null,null,null,null,null,null,null,null,null,null,null,null,null,null,null,null,null,-1.3096720053596917,5.0575935413892399,null,"2012-04-08",29.5,null,null,null,null,null,null,null,null,null,null,null,null,null,null,null,null,null,-1.318831944939963,-1.2665489466438338,null,"2012-04-08",29.5,null,null,null,null,null,null,null,null,null,null,null,null,null,null,null,null,null,-1.300100850155262,2.9504805275270957E-2,null,"2012-04-07T12:00:00",29.5,null,null,null,null,null,null,null,null,null,null,null,null,null,null,null,null,null,-0.9972252186795727,6.3370084027952203,null,"2012-04-07",29.5,null,null,null,null,null,null,null,null,null,null,null,null,null,null,null,null,null,-1.1482603548523609,6.0053443917312741,null,"2012-04-09T12:00:00",29.5,null,null,null,null,null,null,null,null,null,null,null,null,null,null,null,null,null,-1.2199423001710312,3.550125068382072,null,"2012-04-10T12:00:00",29.5,null,null,null,null,null,null,null,null,null,null,null,null,null,null,null,null,null,-1.290648793512043,5.0305643727770226,null,"2012-04-08T12:00:00",29.5,null,null,null,null,null,null,null,null,null,null,null,null,null,null,null,null,null,-1.3154337815034731,4.1608843800265403,null,"2012-04-09T12:00:00",29.5,null,null,null,null,null,null,null,null,null,null,null,null,null,null,null,null,null,-1.2638073174047082,6.1146079985421187,null,"2012-04-05T12:00:00",29.5,null,null,null,null,null,null,null,null,null,null,null,null,null,null,null,null,null,null,null,null,"2012-04-08T12:00:00",29.5,null,null,null,null,null,null,null,null,null,null,null,null,null,null,null,null,null,-1.2975060738901516,4.964090704359454,null,"2012-04-07",29.5,null,null,null,null,null,null,null,null,null,null,null,null,null,null,null,null,null,null,null,null,"2012-04-05T12:00:00",29.5,null,null,null,null,null,null,null,null,null,null,null,null,null,null,null,null,null,-1.3121822099305727,5.6098141458724324,null,"2012-04-08T12:00:00",29.5,null,null,null,null,null,null,null,null,null,null,null,null,null,null,null,null,null,-1.2984750917194463,3.5104076685200094,null,"2012-04-07T12:00:00",29.5,null,null,null,null,null,null,null,null,null,null,null,null,null,null,null,null,null,-1.0356236080318981,7.7153727438808328,null,"2012-04-08",29.5,null,null,null,null,null,null,null,null,null,null,null,null,null,null,null,null,null,-1.2674587292289352,1.7390877769587383,null,"2012-04-08",29.5,null,null,null,null,null,null,null,null,null,null,null,null,null,null,null,null,null,-1.3021848943553667,-0.36549547145071565,null,"2012-04-06T12:00:00",29.5,null,null,null,null,null,null,null,null,null,null,null,null,null,null,null,null,null,null,null,null,"2012-04-10",29.5,null,22,null,null,null,null,null,null,null,null,null,null,null,null,null,null,null,-1.2629246007346819,-0.49109698460550882,null,"2012-04-08T12:00:00",29.5,null,null,null,null,null,null,null,null,null,null,null,null,null,null,null,null,null,-1.2059791784065714,5.0882073923414035,null,"2012-04-06T12:00:00",29.5,null,null,null,null,null,null,null,null,null,null,null,null,null,null,null,null,null,-1.3047602631922892,5.0633220722986456,null,"2012-04-08",29.5,null,null,null,null,null,null,null,null,null,null,null,null,null,null,null,null,null,-1.3179571241801489,-1.2662204568638806,null,"2012-04-08",29.5,null,null,null,null,null,null,null,null,null,null,null,null,null,null,null,null,null,-1.2870596608274996,5.0422233669543806E-2,null,"2012-04-07T12:00:00",29.5,null,null,null,null,null,null,null,null,null,null,null,null,null,null,null,null,null,-1.0279861833574027,6.2952805572518642,null,"2012-04-07",29.5,null,null,null,null,null,null,null,null,null,null,null,null,null,null,null,null,null,-1.1399335579332173,6.0234444315834832,null,"2012-04-09T12:00:00",29.5,null,null,null,null,null,null,null,null,null,null,null,null,null,null,null,null,null,-1.2263318534885133,3.5398247694945093,null,"2012-04-10T12:00:00",29.5,null,null,null,null,null,null,null,null,null,null,null,null,null,null,null,null,null,-1.2886938041430751,5.0332403080499253,null,"2012-04-08T12:00:00",29.5,null,null,null,null,null,null,null,null,null,null,null,null,null,null,null,null,null,-1.3152677301107294,4.1611041461737441,null,"2012-04-09T12:00:00",29.5,null,null,null,null,null,null,null,null,null,null,null,null,null,null,null,null,null,-1.2715368417999793,6.1112303829329866,null,"2012-04-05T12:00:00",29.5,null,null,null,null,null,null,null,null,null,null,null,null,null,null,null,null,null,null,null,null,"2012-04-08T12:00:00",29.5,null,null,null,null,null,null,null,null,null,null,null,null,null,null,null,null,null,-1.2737018204761823,4.9964319033671973,null,"2012-04-07",29.5,null,null,null,null,null,null,null,null,null,null,null,null,null,null,null,null,null,null,null,null,"2012-04-05T12:00:00",29.5,null,null,null,null,null,null,null,null,null,null,null,null,null,null,null,null,null,-1.3113685499883287,5.6095320219455242,null,"2012-04-08T12:00:00",29.5,null,null,null,null,null,null,null,null,null,null,null,null,null,null,null,null,null,-1.3102035589507486,3.4902201361041389,null,"2012-04-07T12:00:00",29.5,null,null,null,null,null,null,null,null,null,null,null,null,null,null,null,null,null,-1.0293422902991489,7.7373887479394687,null,"2012-04-08",29.5,null,null,null,null,null,null,null,null,null,null,null,null,null,null,null,null,null,-1.2677527077022905,1.7391190018330205,null,"2012-04-08",29.5,null,null,null,null,null,null,null,null,null,null,null,null,null,null,null,null,null,-1.3000844504014109,-0.36335419966493304,null,"2012-04-06T12:00:00",29.5,null,null,null,null,null,null,null,null,null,null,null,null,null,null,null,null,null,null,null,null,"2012-04-10",29.5,null,22,null,null,null,null,null,null,null,null,null,null,null,null,null,null,null,-1.2612489354725724,-0.48549716634182599,null,"2012-04-08T12:00:00",29.5,null,null,null,null,null,null,null,null,null,null,null,null,null,null,null,null,null,-1.292110455406781,4.9784568785345513,null,"2012-04-06T12:00:00",29.5,null,null,null,null,null,null,null,null,null,null,null,null,null,null,null,null,null,-1.2971266781346384,5.0723742031118251,null,"2012-04-08",29.5,null,null,null,null,null,null,null,null,null,null,null,null,null,null,null,null,null,-1.3189140885864292,-1.2666663036413806,null,"2012-04-08",29.5,null,null,null,null,null,null,null,null,null,null,null,null,null,null,null,null,null,-1.2985273012973644,3.4244718516679234E-2,null,"2012-04-07T12:00:00",29.5,null,null,null,null,null,null,null,null,null,null,null,null,null,null,null,null,null,-1.0238132575027572,6.3051685587496831,null,"2012-04-07",29.5,null,null,null,null,null,null,null,null,null,null,null,null,null,null,null,null,null,-1.1502163341488301,6.0046120161524037,null,"2012-04-09T12:00:00",29.5,null,null,null,null,null,null,null,null,null,null,null,null,null,null,null,null,null,-1.2195736486283852,3.5496737718179832,null,"2012-04-10T12:00:00",29.5,null,null,null,null,null,null,null,null,null,null,null,null,null,null,null,null,null,-1.2838145994489867,5.0401279229686393,null,"2012-04-08T12:00:00",29.5,null,null,null,null,null,null,null,null,null,null,null,null,null,null,null,null,null,-1.2957633358085894,4.185357669589683,null,"2012-04-09T12:00:00",29.5,null,null,null,null,null,null,null,null,null,null,null,null,null,null,null,null,null,-1.2655989657282654,6.1119534430009281,null,"2012-04-05T12:00:00",29.5,null,null,null,null,null,null,null,null,null,null,null,null,null,null,null,null,null,null,null,null,"2012-04-08T12:00:00",29.5,null,null,null,null,null,null,null,null,null,null,null,null,null,null,null,null,null,-1.2890185589158125,4.9761987928593898,null,"2012-04-07",29.5,null,null,null,null,null,null,null,null,null,null,null,null,null,null,null,null,null,null,null,null,"2012-04-05T12:00:00",29.5,null,null,null,null,null,null,null,null,null,null,null,null,null,null,null,null,null,-1.3109705507633433,5.6103529306258553]
["2012-04-09",30,null,null,null,null,null,null,null,null,null,null,null,null,null,null,null,null,null,-2.0848723039185768,-1.0940867636772738,null,"2012-04-08",30,null,null,null,null,null,null,null,null,null,null,null,null,null,null,null,null,null,-1.2299920131946784,-4.3099100204654039,null,"2012-04-08T12:00:00",30,null,null,null,null,null,null,null,null,null,null,null,null,null,null,null,null,null,-0.94177448093452409,3.8182229252153101,null,"2012-04-08T12:00:00",30,null,null,null,null,null,null,null,null,null,null,null,null,null,null,null,null,null,-1.2494023672182022,2.075844726072634,null,"2012-04-07",30,null,null,null,null,null,null,null,null,null,null,null,null,null,null,null,null,null,-1.2968309849656301,-1.5712196653642252,null,"2012-04-10T12:00:00",30,null,null,null,null,null,null,null,null,null,null,null,null,null,null,null,null,null,-1.2554795942109052,1.7275439663374024,null,"2012-04-09",30,null,null,null,null,null,null,null,null,null,null,null,null,null,null,null,null,null,-1.2872063623824814,-1.6671845886090428,null,"2012-04-07",30,null,null,null,null,null,null,null,null,null,null,null,null,null,null,null,null,null,-1.3109410630004512,-1.5877943507360888,null,"2012-04-08T12:00:00",30,null,null,null,null,null,null,null,null,null,null,null,null,null,null,null,null,null,-1.3165098411564002,5.3784783602207016,null,"2012-04-08T12:00:00",30,null,null,null,null,null,null,null,null,null,null,null,null,null,null,null,null,null,-1.2810993819146073,6.694212570970115,null,"2012-04-08",30,null,null,null,null,null,null,null,null,null,null,null,null,null,null,null,null,null,-1.0334526366433243,-0.37036848467320338,null,"2012-04-07T12:00:00",30,null,null,null,null,null,null,null,null,null,null,null,null,null,null,null,null,null,-1.1410204395960557,8.2188567757529931,null,"2012-04-10",30,null,null,null,null,null,null,null,null,null,null,null,null,null,null,null,null,null,-1.2249870178785873,1.321562780915529,null,"2012-04-11",30,null,null,null,null,null,null,null,null,null,null,null,null,null,null,null,null,null,-1.2686425761626874,-1.5857386974369947,null,"2012-04-09",30,null,null,null,null,null,null,null,null,null,null,null,null,null,null,null,null,null,-1.2891448639030165,-2.454835409481575,null,"2012-04-10",30,null,null,null,null,null,null,null,null,null,null,null,null,null,null,null,null,null,-1.2659263840415249,-0.5293328505644076,null,"2012-04-06",30,null,null,null,null,null,null,null,null,null,null,null,null,null,null,null,null,null,null,null,null,"2012-04-09",30,null,null,null,null,null,null,null,null,null,null,null,null,null,null,null,null,null,-1.2676156563416494,-1.6478997519271739,null,"2012-04-07T12:00:00",30,null,null,null,null,null,null,null,null,null,null,null,null,null,null,null,null,null,null,null,null,"2012-04-06",30,null,null,null,null,null,null,null,null,null,null,null,null,null,null,null,null,null,-1.3049263111406846,-1.0212996349076973,null,"2012-04-09",30,null,null,null,null,null,null,null,null,null,null,null,null,null,null,null,null,null,-1.3144756406100491,1.1715121984715893,null,"2012-04-08",30,null,null,null,null,null,null,null,null,null,null,null,null,null,null,null,null,null,-1.0569029931427063,1.0164715927872534,null,"2012-04-08T12:00:00",30,null,null,null,null,null,null,null,null,null,null,null,null,null,null,null,null,null,-1.2779860949855864,3.9440534452348817,null,"2012-04-08T12:00:00",30,null,null,null,null,null,null,null,null,null,null,null,null,null,null,null,null,null,-1.3073997424259096,1.8430551534169524,null,"2012-04-07",30,null,null,null,null,null,null,null,null,null,null,null,null,null,null,null,null,null,null,null,null,"2012-04-10T12:00:00",30,null,null,null,null,null,null,null,null,null,null,null,null,null,null,null,null,null,-1.267691666456858,1.7203832467643527,null,"2012-04-09",30,null,null,null,null,null,null,null,null,null,null,null,null,null,null,null,null,null,-1.2868869898483482,-1.6630936003706904,null,"2012-04-07",30,null,null,null,null,null,null,null,null,null,null,null,null,null,null,null,null,null,-1.3025218630152111,-1.5765347286681639,null,"2012-04-08T12:00:00",30,null,null,null,null,null,null,null,null,null,null,null,null,null,null,null,null,null,-1.318165680576646,5.3763801057144898,null,"2012-04-08T12:00:00",30,null,null,null,null,null,null,null,null,null,null,null,null,null,null,null,null,null,-1.2826469551659454,6.6927315398940879,null,"2012-04-08",30,null,null,null,null,null,null,null,null,null,null,null,null,null,null,null,null,null,-1.0032909143441648,-0.34377080304165208,null,"2012-04-07T12:00:00",30,null,null,null,null,null,null,null,null,null,null,null,null,null,null,null,null,null,-1.1416672459514143,8.2111673549376789,null,"2012-04-10",30,null,null,null,null,null,null,null,null,null,null,null,null,null,null,null,null,null,-1.2203034226218346,1.3288908446283492,null,"2012-04-11",30,null,null,null,null,null,null,null,null,null,null,null,null,null,null,null,null,null,-1.2857261261954058,-1.6070059258601586,null,"2012-04-09",30,null,null,null,null,null,null,null,null,null,null,null,null,null,null,null,null,null,-1.3060996129130376,-2.4695235492465217,null,"2012-04-10",30,null,null,null,null,null,null,null,null,null,null,null,null,null,null,null,null,null,-1.2669744294537586,-0.53475971360381336,null,"2012-04-06",30,null,null,null,null,null,null,null,null,null,null,null,null,null,null,null,null,null,null,null,null,"2012-04-09",30,null,null,null,null,null,null,null,null,null,null,null,null,null,null,null,null,null,-1.3089050583443316,-1.6950113712260426,null,"2012-04-07T12:00:00",30,null,null,null,null,null,null,null,null,null,null,null,null,null,null,null,null,null,null,null,null,"2012-04-06",30,null,null,null,null,null,null,null,null,null,null,null,null,null,null,null,null,null,-1.3056565203785044,-1.0236272265215953,null,"2012-04-09",30,null,null,null,null,null,null,null,null,null,null,null,null,null,null,null,null,null,-1.3008579741300663,1.1917350006069014,null,"2012-04-08",30,null,null,null,null,null,null,null,null,null,null,null,null,null,null,null,null,null,-1.049145598462516,1.008145397658466,null,"2012-04-08T12:00:00",30,null,null,null,null,null,null,null,null,null,null,null,null,null,null,null,null,null,-1.2683324669084395,3.9504637662475788,null,"2012-04-08T12:00:00",30,null,null,null,null,null,null,null,null,null,null,null,null,null,null,null,null,null,-1.3039067907884458,1.8464809904421395,null,"2012-04-07",30,null,null,null,null,null,null,null,null,null,null,null,null,null,null,null,null,null,null,null,null,"2012-04-10T12:00:00",30,null,null,null,null,null,null,null,null,null,null,null,null,null,null,null,null,null,-1.2594035967814317,1.7255918923160096,null,"2012-04-09",30,null,null,null,null,null,null,null,null,null,null,null,null,null,null,null,null,null,-1.2863730224727581,-1.6625355422680543,null,"2012-04-07",30,null,null,null,null,null,null,null,null,null,null,null,null,null,null,null,null,null,-1.3099925453099037,-1.5863251612165437,null,"2012-04-08T12:00:00",30,null,null,null,null,null,null,null,null,null,null,null,null,null,null,null,null,null,-1.3189393181843192,5.3761288237672646,null,"2012-04-08T12:00:00",30,null,null,null,null,null,null,null,null,null,null,null,null,null,null,null,null,null,-1.300573970260231,6.6711189432186098,null,"2012-04-08",30,null,null,null,null,null,null,null,null,null,null,null,null,null,null,null,null,null,-1.0064716721813767,-0.33745151254281369,null,"2012-04-07T12:00:00",30,null,null,null,null,null,null,null,null,null,null,null,null,null,null,null,null,null,-1.1556716514804357,8.1868505905789419,null,"2012-04-10",30,null,null,null,null,null,null,null,null,null,null,null,null,null,null,null,null,null,-1.2227071116114734,1.3265090705712541,null,"2012-04-11",30,null,null,null,null,null,null,null,null,null,null,null,null,null,null,null,null,null,-1.2914217324560777,-1.6148362124675519,null,"2012-04-09",30,null,null,null,null,null,null,null,null,null,null,null,null,null,null,null,null,null,-1.3155784319496049,-2.4825126933141806,null,"2012-04-10",30,null,null,null,null,null,null,null,null,null,null,null,null,null,null,null,null,null,-1.2650983141009113,-0.53217384480051855,null,"2012-04-06",30,null,null,null,null,null,null,null,null,null,null,null,null,null,null,null,null,null,null,null,null,"2012-04-09",30,null,null,null,null,null,null,null,null,null,null,null,null,null,null,null,null,null,-1.2981019465194616,-1.6806861957297043,null,"2012-04-07T12:00:00",30,null,null,null,null,null,null,null,null,null,null,null,null,null,null,null,null,null,null,null,null,"2012-04-06",30,null,null,null,null,null,null,null,null,null,null,null,null,null,null,null,null,null,-1.3124801853552888,-1.0341132351247253,null,"2012-04-09",30,null,null,null,null,null,null,null,null,null,null,null,null,null,null,null,null,null,-1.2990742195823006,1.1948100229630203,null,"2012-04-08",30,null,null,null,null,null,null,null,null,null,null,null,null,null,null,null,null,null,-1.0481230178939447,1.0112546588359999,null,"2012-04-08T12:00:00",30,null,null,null,null,null,null,null,null,null,null,null,null,null,null,null,null,null,-1.2687104515068588,3.9493705667885388,null,"2012-04-08T12:00:00",30,null,null,null,null,null,null,null,null,null,null,null,null,null,null,null,null,null,-1.3025368501583188,1.8477195336281502,null,"2012-04-07",30,null,null,null,null,null,null,null,null,null,null,null,null,null,null,null,null,null,null,null,null,"2012-04-10T12:00:00",30,null,null,null,null,null,null,null,null,null,null,null,null,null,null,null,null,null,-1.263926489629241,1.7203435618983487,null,"2012-04-09",30,null,null,null,null,null,null,null,null,null,null,null,null,null,null,null,null,null,-1.2085599763205721,-1.5627920626852532,null,"2012-04-07",30,null,null,null,null,null,null,null,null,null,null,null,null,null,null,null,null,null,-1.3051724793621879,-1.5808777986722105,null,"2012-04-08T12:00:00",30,null,null,null,null,null,null,null,null,null,null,null,null,null,null,null,null,null,-1.3180697682955318,5.3764425014944965,null,"2012-04-08T12:00:00",30,null,null,null,null,null,null,null,null,null,null,null,null,null,null,null,null,null,-1.2878683377656044,6.6910866072325739,null,"2012-04-08",30,null,null,null,null,null,null,null,null,null,null,null,null,null,null,null,null,null,-1.0365620060682725,-0.37740031260672124,null,"2012-04-07T12:00:00",30,null,null,null,null,null,null,null,null,null,null,null,null,null,null,null,null,null,-1.1476337269037336,8.2039853059549195,null,"2012-04-10",30,null,null,null,null,null,null,null,null,null,null,null,null,null,null,null,null,null,-1.2289318958572963,1.3167211441394999,null,"2012-04-11",30,null,null,null,null,null,null,null,null,null,null,null,null,null,null,null,null,null,-1.2895095222929702,-1.6122958972026094,null,"2012-04-09",30,null,null,null,null,null,null,null,null,null,null,null,null,null,null,null,null,null,-1.3154159054941701,-2.4823029575900426,null,"2012-04-10",30,null,null,null,null,null,null,null,null,null,null,null,null,null,null,null,null,null,-1.2727735704980927,-0.53540601350412853,null,"2012-04-06",30,null,null,null,null,null,null,null,null,null,null,null,null,null,null,null,null,null,null,null,null,"2012-04-09",30,null,null,null,null,null,null,null,null,null,null,null,null,null,null,null,null,null,-1.2748158154824447,-1.6498797576670703,null,"2012-04-07T12:00:00",30,null,null,null,null,null,null,null,null,null,null,null,null,null,null,null,null,null,null,null,null,"2012-04-06",30,null,null,null,null,null,null,null,null,null,null,null,null,null,null,null,null,null,-1.3116620552984202,-1.0343772706781349,null,"2012-04-09",30,null,null,null,null,null,null,null,null,null,null,null,null,null,null,null,null,null,-1.3105003293892825,1.1756276923283759,null,"2012-04-08",30,null,null,null,null,null,null,null,null,null,null,null,null,null,null,null,null,null,-1.042185600919713,1.0313909382299964,null,"2012-04-08T12:00:00",30,null,null,null,null,null,null,null,null,null,null,null,null,null,null,null,null,null,-1.2690048889057362,3.9493963937169188,null,"2012-04-08T12:00:00",30,null,null,null,null,null,null,null,null,null,null,null,null,null,null,null,null,null,-1.3004705675664159,1.849745547955121,null,"2012-04-07",30,null,null,null,null,null,null,null,null,null,null,null,null,null,null,null,null,null,null,null,null,"2012-04-10T12:00:00",30,null,null,null,null,null,null,null,null,null,null,null,null,null,null,null,null,null,-1.2623407482030051,1.7256979575101534,null,"2012-04-09",30,null,null,null,null,null,null,null,null,null,null,null,null,null,null,null,null,null,-1.2929339977102756,-1.6672380619370715,null,"2012-04-07",30,null,null,null,null,null,null,null,null,null,null,null,null,null,null,null,null,null,-1.2976837055437125,-1.5722751247577786,null,"2012-04-08T12:00:00",30,null,null,null,null,null,null,null,null,null,null,null,null,null,null,null,null,null,-1.319019580005409,5.3760168730507889,null,"2012-04-08T12:00:00",30,null,null,null,null,null,null,null,null,null,null,null,null,null,null,null,null,null,-1.2990766323834873,6.6756602163446823,null,"2012-04-08",30,null,null,null,null,null,null,null,null,null,null,null,null,null,null,null,null,null,-1.0325460138513831,-0.36812241501884635,null,"2012-04-07T12:00:00",30,null,null,null,null,null,null,null,null,null,null,null,null,null,null,null,null,null,-1.1576149557293027,8.1860636855548545,null,"2012-04-10",30,null,null,null,null,null,null,null,null,null,null,null,null,null,null,null,null,null,-1.2223317007822005,1.326123959204669,null,"2012-04-11",30,null,null,null,null,null,null,null,null,null,null,null,null,null,null,null,null,null,-1.2847406057625683,-1.6057403643008594,null,"2012-04-09",30,null,null,null,null,null,null,null,null,null,null,null,null,null,null,null,null,null,-1.296300386128554,-2.4591697702363433,null,"2012-04-10",30,null,null,null,null,null,null,null,null,null,null,null,null,null,null,null,null,null,-1.2668474728585017,-0.5346988280205901,null,"2012-04-06",30,null,null,null,null,null,null,null,null,null,null,null,null,null,null,null,null,null,null,null,null,"2012-04-09",30,null,null,null,null,null,null,null,null,null,null,null,null,null,null,null,null,null,-1.2898082652030236,-1.6691664101600097,null,"2012-04-07T12:00:00",30,null,null,null,null,null,null,null,null,null,null,null,null,null,null,null,null,null,null,null,null,"2012-04-06",30,null,null,null,null,null,null,null,null,null,null,null,null,null,null,null,null,null,-1.3112771284882381,-1.0336028266297528]

{"sheet":"Full Vintage Planner","index":3,"n_rows":985,"n_cols":408,"rows_kept":562,"cut":true,"hidden":false,"merged":[[14,591,14,593],[14,573,14,575],[14,576,14,578],[14,579,14,581],[14,582,14,584],[14,585,14,587],[14,588,14,590],[14,555,14,557],[14,558,14,560],[14,561,14,563],[14,564,14,566],[14,567,14,569],[14,570,14,572],[14,537,14,539],[14,540,14,542],[14,543,14,545],[14,546,14,548],[14,549,14,551],[14,552,14,554],[14,519,14,521],[14,522,14,524],[14,525,14,527],[14,528,14,530],[14,531,14,533],[14,534,14,536],[14,501,14,503],[14,504,14,506],[14,507,14,509],[14,510,14,512],[14,513,14,515],[14,516,14,518],[14,483,14,485],[14,486,14,488],[14,489,14,491],[14,492,14,494],[14,495,14,497],[14,498,14,500],[14,465,14,467],[14,468,14,470],[14,471,14,473],[14,474,14,476],[14,477,14,479],[14,480,14,482],[14,447,14,449],[14,450,14,452],[14,453,14,455],[14,456,14,458],[14,459,14,461],[14,462,14,464],[14,429,14,431],[14,432,14,434],[14,435,14,437],[14,438,14,440],[14,441,14,443],[14,444,14,446],[14,411,14,413],[14,414,14,416],[14,417,14,419],[14,420,14,422],[14,423,14,425],[14,426,14,428],[14,388,14,390],[14,392,14,394],[14,396,14,398],[14,400,14,402],[14,404,14,406],[14,408,14,410],[14,364,14,366],[14,368,14,370],[14,372,14,374],[14,376,14,378],[14,380,14,382],[14,384,14,386],[14,340,14,342],[14,344,14,346],[14,348,14,350],[14,352,14,354],[14,356,14,358],[14,360,14,362],[14,316,14,318],[14,320,14,322],[14,324,14,326],[14,328,14,330],[14,332,14,334],[14,336,14,338],[14,292,14,294],[14,296,14,298],[14,300,14,302],[14,304,14,306],[14,308,14,310],[14,312,14,314],[14,268,14,270],[14,272,14,274],[14,276,14,278],[14,280,14,282],[14,284,14,286],[14,288,14,290],[14,244,14,246],[14,248,14,250],[14,252,14,254],[14,256,14,258],[14,260,14,262],[14,264,14,266],[14,220,14,222],[14,224,14,226],[14,228,14,230],[14,232,14,234],[14,236,14,238],[14,240,14,242],[14,196,14,198],[14,200,14,202],[14,204,14,206],[14,208,14,210],[14,212,14,214],[14,216,14,218],[14,172,14,174],[14,176,14,178],[14,180,14,182],[14,184,14,186],[14,188,14,190],[14,192,14,194],[14,148,14,150],[14,152,14,154],[14,156,14,158],[14,160,14,162],[14,164,14,166],[14,168,14,170],[14,124,14,126],[14,128,14,130],[14,132,14,134],[14,136,14,138],[14,140,14,142],[14,144,14,146],[14,100,14,102],[14,104,14,106],[14,108,14,110],[14,112,14,114],[14,116,14,118],[14,120,14,122],[14,76,14,78],[14,80,14,82],[14,84,14,86],[14,88,14,90],[14,92,14,94],[14,96,14,98],[14,64,14,66],[14,68,14,70],[14,72,14,74],[14,28,14,30],[14,32,14,34],[14,36,14,38],[14,40,14,42],[14,44,14,46],[14,48,14,50],[14,2,14,7],[14,8,14,10],[14,12,14,14],[14,16,14,18],[14,20,14,22],[14,24,14,26],[14,52,14,54],[14,56,14,58],[14,60,14,62]],"bounds":{"rows_first":250,"rows_last":62,"rows_between":250,"halvings":3}}
[]
[]
[]
[]
[]
[]
[]
[null,"Start Date","2012-01-01"]
[null,"Refrigeration capacity",{"$f":"'Refrigeration & Weather'!C24","v":2500},"kWr"]
[]
[]
[]
[]
[null,null,null,null,null,null,null,null,1,null,null,null,2,null,null,null,3,null,null,null,4,null,null,null,5,null,null,null,6,null,null,null,7,null,null,null,8,null,null,null,9,null,null,null,10,null,null,null,11,null,null,null,12,null,null,null,13,null,null,null,14,null,null,null,15,null,null,null,16,null,null,null,17,null,null,null,18,null,null,null,19,null,null,null,20,null,null,null,21,null,null,null,22,null,null,null,23,null,null,null,24,null,null,null,25,null,null,null,26,null,null,null,27,null,null,null,28,null,null,null,29,null,null,null,30,null,null,null,31,null,null,null,32,null,null,null,33,null,null,null,34,null,null,null,35,null,null,null,36,null,null,null,37,null,null,null,38,null,null,null,39,null,null,null,40,null,null,null,41,null,null,null,42,null,null,null,43,null,null,null,44,null,null,null,45,null,null,null,46,null,null,null,47,null,null,null,48,null,null,null,49,null,null,null,50,null,null,null,51,null,null,null,52,null,null,null,53,null,null,null,54,null,null,null,55,null,null,null,56,null,null,null,57,null,null,null,58,null,null,null,59,null,null,null,60,null,null,null,61,null,null,null,62,null,null,null,63,null,null,null,64,null,null,null,65,null,null,null,66,null,null,null,67,null,null,null,68,null,null,null,69,null,null,null,70,null,null,null,71,null,null,null,72,null,null,null,73,null,null,null,74,null,null,null,75,null,null,null,76,null,null,null,77,null,null,null,78,null,null,null,79,null,null,null,80,null,null,null,81,null,null,null,82,null,null,null,83,null,null,null,84,null,null,null,85,null,null,null,86,null,null,null,87,null,null,null,88,null,null,null,89,null,null,null,90,null,null,null,91,null,null,null,92,null,null,null,93,null,null,null,94,null,null,null,95,null,null,null,96,null,null,null,97,null,null,null,98,null,null,null,99,null,null,null,100]
[null,null,"Overall Tank Farm",null,null,null,null,null,{"$f":"\"Fermenter \"&I14","v":"Fermenter 1"},null,null,null,{"$f":"\"Fermenter \"&M14","v":"Fermenter 2"},null,null,null,{"$f":"\"Fermenter \"&Q14","v":"Fermenter 3"},null,null,null,{"$f":"\"Fermenter \"&U14","v":"Fermenter 4"},null,null,null,{"$f":"\"Fermenter \"&Y14","v":"Fermenter 5"},null,null,null,{"$f":"\"Fermenter \"&AC14","v":"Fermenter 6"},null,null,null,{"$f":"\"Fermenter \"&AG14","v":"Fermenter 7"},null,null,null,{"$f":"\"Fermenter \"&AK14","v":"Fermenter 8"},null,null,null,{"$f":"\"Fermenter \"&AO14","v":"Fermenter 9"},null,null,null,{"$f":"\"Fermenter \"&AS14","v":"Fermenter 10"},null,null,null,{"$f":"\"Fermenter \"&AW14","v":"Fermenter 11"},null,null,null,{"$f":"\"Fermenter \"&BA14","v":"Fermenter 12"},null,null,null,{"$f":"\"Fermenter \"&BE14","v":"Fermenter 13"},null,null,null,{"$f":"\"Fermenter \"&BI14","v":"Fermenter 14"},null,null,null,{"$f":"\"Fermenter \"&BM14","v":"Fermenter 15"},null,null,null,{"$f":"\"Fermenter \"&BQ14","v":"Fermenter 16"},null,null,null,{"$f":"\"Fermenter \"&BU14","v":"Fermenter 17"},null,null,null,{"$f":"\"Fermenter \"&BY14","v":"Fermenter 18"},null,null,null,{"$f":"\"Fermenter \"&CC14","v":"Fermenter 19"},null,null,null,{"$f":"\"Fermenter \"&CG14","v":"Fermenter 20"},null,null,null,{"$f":"\"Fermenter \"&CK14","v":"Fermenter 21"},null,null,null,{"$f":"\"Fermenter \"&CO14","v":"Fermenter 22"},null,null,null,{"$f":"\"Fermenter \"&CS14","v":"Fermenter 23"},null,null,null,{"$f":"\"Fermenter \"&CW14","v":"Fermenter 24"},null,null,null,{"$f":"\"Fermenter \"&DA14","v":"Fermenter 25"},null,null,null,{"$f":"\"Fermenter \"&DE14","v":"Fermenter 26"},null,null,null,{"$f":"\"Fermenter \"&DI14","v":"Fermenter 27"},null,null,null,{"$f":"\"Fermenter \"&DM14","v":"Fermenter 28"},null,null,null,{"$f":"\"Fermenter \"&DQ14","v":"Fermenter 29"},null,null,null,{"$f":"\"Fermenter \"&DU14","v":"Fermenter 30"},null,null,null,{"$f":"\"Fermenter \"&DY14","v":"Fermenter 31"},null,null,null,{"$f":"\"Fermenter \"&EC14","v":"Fermenter 32"},null,null,null,{"$f":"\"Fermenter \"&EG14","v":"Fermenter 33"},null,null,null,{"$f":"\"Fermenter \"&EK14","v":"Fermenter 34"},null,null,null,{"$f":"\"Fermenter \"&EO14","v":"Fermenter 35"},null,null,null,{"$f":"\"Fermenter \"&ES14","v":"Fermenter 36"},null,null,null,{"$f":"\"Fermenter \"&EW14","v":"Fermenter 37"},null,null,null,{"$f":"\"Fermenter \"&FA14","v":"Fermenter 38"},null,null,null,{"$f":"\"Fermenter \"&FE14","v":"Fermenter 39"},null,null,null,{"$f":"\"Fermenter \"&FI14","v":"Fermenter 40"},null,null,null,{"$f":"\"Fermenter \"&FM14","v":"Fermenter 41"},null,null,null,{"$f":"\"Fermenter \"&FQ14","v":"Fermenter 42"},null,null,null,{"$f":"\"Fermenter \"&FU14","v":"Fermenter 43"},null,null,null,{"$f":"\"Fermenter \"&FY14","v":"Fermenter 44"},null,null,null,{"$f":"\"Fermenter \"&GC14","v":"Fermenter 45"},null,null,null,{"$f":"\"Fermenter \"&GG14","v":"Fermenter 46"},null,null,null,{"$f":"\"Fermenter \"&GK14","v":"Fermenter 47"},null,null,null,{"$f":"\"Fermenter \"&GO14","v":"Fermenter 48"},null,null,null,{"$f":"\"Fermenter \"&GS14","v":"Fermenter 49"},null,null,null,{"$f":"\"Fermenter \"&GW14","v":"Fermenter 50"},null,null,null,{"$f":"\"Fermenter \"&HA14","v":"Fermenter 51"},null,null,null,{"$f":"\"Fermenter \"&HE14","v":"Fermenter 52"},null,null,null,{"$f":"\"Fermenter \"&HI14","v":"Fermenter 53"},null,null,null,{"$f":"\"Fermenter \"&HM14","v":"Fermenter 54"},null,null,null,{"$f":"\"Fermenter \"&HQ14","v":"Fermenter 55"},null,null,null,{"$f":"\"Fermenter \"&HU14","v":"Fermenter 56"},null,null,null,{"$f":"\"Fermenter \"&HY14","v":"Fermenter 57"},null,null,null,{"$f":"\"Fermenter \"&IC14","v":"Fermenter 58"},null,null,null,{"$f":"\"Fermenter \"&IG14","v":"Fermenter 59"},null,null,null,{"$f":"\"Fermenter \"&IK14","v":"Fermenter 60"},null,null,null,{"$f":"\"Fermenter \"&IO14","v":"Fermenter 61"},null,null,null,{"$f":"\"Fermenter \"&IS14","v":"Fermenter 62"},null,null,null,{"$f":"\"Fermenter \"&IW14","v":"Fermenter 63"},null,null,null,{"$f":"\"Fermenter \"&JA14","v":"Fermenter 64"},null,null,null,{"$f":"\"Fermenter \"&JE14","v":"Fermenter 65"},null,null,null,{"$f":"\"Fermenter \"&JI14","v":"Fermenter 66"},null,null,null,{"$f":"\"Fermenter \"&JM14","v":"Fermenter 67"},null,null,null,{"$f":"\"Fermenter \"&JQ14","v":"Fermenter 68"},null,null,null,{"$f":"\"Fermenter \"&JU14","v":"Fermenter 69"},null,null,null,{"$f":"\"Fermenter \"&JY14","v":"Fermenter 70"},null,null,null,{"$f":"\"Fermenter \"&KC14","v":"Fermenter 71"},null,null,null,{"$f":"\"Fermenter \"&KG14","v":"Fermenter 72"},null,null,null,{"$f":"\"Fermenter \"&KK14","v":"Fermenter 73"},null,null,null,{"$f":"\"Fermenter \"&KO14","v":"Fermenter 74"},null,null,null,{"$f":"\"Fermenter \"&KS14","v":"Fermenter 75"},null,null,null,{"$f":"\"Fermenter \"&KW14","v":"Fermenter 76"},null,null,null,{"$f":"\"Fermenter \"&LA14","v":"Fermenter 77"},null,null,null,{"$f":"\"Fermenter \"&LE14","v":"Fermenter 78"},null,null,null,{"$f":"\"Fermenter \"&LI14","v":"Fermenter 79"},null,null,null,{"$f":"\"Fermenter \"&LM14","v":"Fermenter 80"},null,null,null,{"$f":"\"Fermenter \"&LQ14","v":"Fermenter 81"},null,null,null,{"$f":"\"Fermenter \"&LU14","v":"Fermenter 82"},null,null,null,{"$f":"\"Fermenter \"&LY14","v":"Fermenter 83"},null,null,null,{"$f":"\"Fermenter \"&MC14","v":"Fermenter 84"},null,null,null,{"$f":"\"Fermenter \"&MG14","v":"Fermenter 85"},null,null,null,{"$f":"\"Fermenter \"&MK14","v":"Fermenter 86"},null,null,null,{"$f":"\"Fermenter \"&MO14","v":"Fermenter 87"},null,null,null,{"$f":"\"Fermenter \"&MS14","v":"Fermenter 88"},null,null,null,{"$f":"\"Fermenter \"&MW14","v":"Fermenter 89"},null,null,null,{"$f":"\"Fermenter \"&NA14","v":"Fermenter 90"},null,null,null,{"$f":"\"Fermenter \"&NE14","v":"Fermenter 91"},null,null,null,{"$f":"\"Fermenter \"&NI14","v":"Fermenter 92"},null,null,null,{"$f":"\"Fermenter \"&NM14","v":"Fermenter 93"},null,null,null,{"$f":"\"Fermenter \"&NQ14","v":"Fermenter 94"},null,null,null,{"$f":"\"Fermenter \"&NU14","v":"Fermenter 95"},null,null,null,{"$f":"\"Fermenter \"&NY14","v":"Fermenter 96"},null,null,null,{"$f":"\"Fermenter \"&OC14","v":"Fermenter 97"},null,null,null,{"$f":"\"Fermenter \"&OG14","v":"Fermenter 98"},null,null,null,{"$f":"\"Fermenter \"&OK14","v":"Fermenter 99"},null,null,null,{"$f":"\"Fermenter \"&OO14","v":"Fermenter 100"}]
["Time Step","Date/Time","Ferment Refrigeration","Must Chill","Cold Settle","Total Refrigeratino","Refrigeration (kWe)","Refrigeration ($)","Baume","Refrigeration","Must Chill","Cold Settle","Baume","Refrigeration","Must Chill","Cold Settle","Baume","Refrigeration","Must Chill","Cold Settle","Baume","Refrigeration","Must Chill","Cold Settle","Baume","Refrigeration","Must Chill","Cold Settle","Baume","Refrigeration","Must Chill","Cold Settle","Baume","Refrigeration","Must Chill","Cold Settle","Baume","Refrigeration","Must Chill","Cold Settle","Baume","Refrigeration","Must Chill","Cold Settle","Baume","Refrigeration","Must Chill","Cold Settle","Baume","Refrigeration","Must Chill","Cold Settle","Baume","Refrigeration","Must Chill","Cold Settle","Baume","Refrigeration","Must Chill","Cold Settle","Baume","Refrigeration","Must Chill","Cold Settle","Baume","Refrigeration","Must Chill","Cold Settle","Baume","Refrigeration","Must Chill","Cold Settle","Baume","Refrigeration","Must Chill","Cold Settle","Baume","Refrigeration","Must Chill","Cold Settle","Baume","Refrigeration","Must Chill","Cold Settle","Baume","Refrigeration","Must Chill","Cold Settle","Baume","Refrigeration","Must Chill","Cold Settle","Baume","Refrigeration","Must Chill","Cold Settle","Baume","Refrigeration","Must Chill","Cold Settle","Baume","Refrigeration","Must Chill","Cold Settle","Baume","Refrigeration","Must Chill","Cold Settle","Baume","Refrigeration","Must Chill","Cold Settle","Baume","Refrigeration","Must Chill","Cold Settle","Baume","Refrigeration","Must Chill","Cold Settle","Baume","Refrigeration","Must Chill","Cold Settle","Baume","Refrigeration","Must Chill","Cold Settle","Baume","Refrigeration","Must Chill","Cold Settle","Baume","Refrigeration","Must Chill","Cold Settle","Baume","Refrigeration","Must Chill","Cold Settle","Baume","Refrigeration","Must Chill","Cold Settle","Baume","Refrigeration","Must Chill","Cold Settle","Baume","Refrigeration","Must Chill","Cold Settle","Baume","Refrigeration","Must Chill","Cold Settle","Baume","Refrigeration","Must Chill","Cold Settle","Baume","Refrigeration","Must Chill","Cold Settle","Baume","Refrigeration","Must Chill","Cold Settle","Baume","Refrigeration","Must Chill","Cold Settle","Baume","Refrigeration","Must Chill","Cold Settle","Baume","Refrigeration","Must Chill","Cold Settle","Baume","Refrigeration","Must Chill","Cold Settle","Baume","Refrigeration","Must Chill","Cold Settle","Baume","Refrigeration","Must Chill","Cold Settle","Baume","Refrigeration","Must Chill","Cold Settle","Baume","Refrigeration","Must Chill","Cold Settle","Baume","Refrigeration","Must Chill","Cold Settle","Baume","Refrigeration","Must Chill","Cold Settle","Baume","Refrigeration","Must Chill","Cold Settle","Baume","Refrigeration","Must Chill","Cold Settle","Baume","Refrigeration","Must Chill","Cold Settle","Baume","Refrigeration","Must Chill","Cold Settle","Baume","Refrigeration","Must Chill","Cold Settle","Baume","Refrigeration","Must Chill","Cold Settle","Baume","Refrigeration","Must Chill","Cold Settle","Baume","Refrigeration","Must Chill","Cold Settle","Baume","Refrigeration","Must Chill","Cold Settle","Baume","Refrigeration","Must Chill","Cold Settle","Baume","Refrigeration","Must Chill","Cold Settle","Baume","Refrigeration","Must Chill","Cold Settle","Baume","Refrigeration","Must Chill","Cold Settle","Baume","Refrigeration","Must Chill","Cold Settle","Baume","Refrigeration","Must Chill","Cold Settle","Baume","Refrigeration","Must Chill","Cold Settle","Baume","Refrigeration","Must Chill","Cold Settle","Baume","Refrigeration","Must Chill","Cold Settle","Baume","Refrigeration","Must Chill","Cold Settle","Baume","Refrigeration","Must Chill","Cold Settle","Baume","Refrigeration","Must Chill","Cold Settle","Baume","Refrigeration","Must Chill","Cold Settle","Baume","Refrigeration","Must Chill","Cold Settle","Baume","Refrigeration","Must Chill","Cold Settle","Baume","Refrigeration","Must Chill","Cold Settle","Baume","Refrigeration","Must Chill","Cold Settle","Baume","Refrigeration","Must Chill","Cold Settle","Baume","Refrigeration","Must Chill","Cold Settle","Baume","Refrigeration","Must Chill","Cold Settle","Baume","Refrigeration","Must Chill","Cold Settle","Baume","Refrigeration","Must Chill","Cold Settle","Baume","Refrigeration","Must Chill","Cold Settle","Baume","Refrigeration","Must Chill","Cold Settle","Baume","Refrigeration","Must Chill","Cold Settle","Baume","Refrigeration","Must Chill","Cold Settle","Baume","Refrigeration","Must Chill","Cold Settle","Baume","Refrigeration","Must Chill","Cold Settle","Baume","Refrigeration","Must Chill","Cold Settle","Baume","Refrigeration","Must Chill","Cold Settle","Baume","Refrigeration","Must Chill","Cold Settle","Baume","Refrigeration","Must Chill","Cold Settle","Baume","Refrigeration","Must Chill","Cold Settle","Baume","Refrigeration","Must Chill","Cold Settle","Baume","Refrigeration","Must Chill","Cold Settle","Baume","Refrigeration","Must Chill","Cold Settle","Baume","Refrigeration","Must Chill","Cold Settle","Baume","Refrigeration","Must Chill","Cold Settle","Baume","Refrigeration","Must Chill","Cold Settle","Baume","Refrigeration","Must Chill","Cold Settle","Baume","Refrigeration","Must Chill","Cold Settle"]
[0,{"$f":"C8+0/8","v":"2012-01-01"},{"$f":"J17+N17+R17+V17+Z17+AD17+AH17+AL17+AP17+AT17+AX17+BB17+BF17+BJ17+BN17+BR17+BV17+BZ17+CD17+CH17+CL17+CP17+CT17+CX17+DB17+DF17+DJ17+DN17+DR17+DV17+DZ17+ED17+EH17+EL17+EP17+ET17+EX17+FB17+FF17+FJ17+FN17+FR17+FV17+FZ17+GD17+GH17+GL17+GP17+GT17+GX17+HB17+HF17+HJ17+HN17+HR17+HV17+HZ17+ID17+IH17+IL17+IP17+IT17+IX17+JB17+JF17+JJ17+JN17+JR17+JV17+JZ17+KD17+KH17+KL17+KP17+KT17+KX17+LB17+LF17+LJ17+LN17+LR17+LV17+LZ17+MD17+MH17+ML17+MP17+MT17+MX17+NB17+NF17+NJ17+NN17+NR17+NV17+NZ17+OD17+OH17+OL17+OP17","v":0},{"$f":"K17+O17+S17+W17+AA17+AE17+AI17+AM17+AQ17+AU17+AY17+BC17+BG17+BK17+BO17+BS17+BW17+CA17+CE17+CI17+CM17+CQ17+CU17+CY17+DC17+DG17+DK17+DO17+DS17+DW17+EA17+EE17+EI17+EM17+EQ17+EU17+EY17+FC17+FG17+FK17+FO17+FS17+FW17+GA17+GE17+GI17+GM17+GQ17+GU17+GY17+HC17+HG17+HK17+HO17+HS17+HW17+IA17+IE17+II17+IM17+IQ17+IU17+IY17+JC17+JG17+JK17+JO17+JS17+JW17+KA17+KE17+KI17+KM17+KQ17+KU17+KY17+LC17+LG17+LK17+LO17+LS17+LW17+MA17+ME17+MI17+MM17+MQ17+MU17+MY17+NC17+NG17+NK17+NO17+NS17+NW17+OA17+OE17+OI17+OM17+OQ17","v":0},{"$f":"L17+P17+T17+X17+AB17+AF17+AJ17+AN17+AR17+AV17+AZ17+BD17+BH17+BL17+BP17+BT17+BX17+CB17+CF17+CJ17+CN17+CR17+CV17+CZ17+DD17+DH17+DL17+DP17+DT17+DX17+EB17+EF17+EJ17+EN17+ER17+EV17+EZ17+FD17+FH17+FL17+FP17+FT17+FX17+GB17+GF17+GJ17+GN17+GR17+GV17+GZ17+HD17+HH17+HL17+HP17+HT17+HX17+IB17+IF17+IJ17+IN17+IR17+IV17+IZ17+JD17+JH17+JL17+JP17+JT17+JX17+KB17+KF17+KJ17+KN17+KR17+KV17+KZ17+LD17+LH17+LL17+LP17+LT17+LX17+MB17+MF17+MJ17+MN17+MR17+MV17+MZ17+ND17+NH17+NL17+NP17+NT17+NX17+OB17+OF17+OJ17+ON17+OR17","v":0},{"$f":"SUM(C17:E17)","v":0},{"$f":"F17/'Refrigeration & Weather'!$C$22","v":0},{"$f":"G17*3*'Refrigeration & Weather'!$C$23","v":0}]
[1,{"$f":"B17+1/8","v":"2012-01-01T03:00:00"},0,{"$f":"K18+O18+S18+W18+AA18+AE18+AI18+AM18+AQ18+AU18+AY18+BC18+BG18+BK18+BO18+BS18+BW18+CA18+CE18+CI18+CM18+CQ18+CU18+CY18+DC18+DG18+DK18+DO18+DS18+DW18+EA18+EE18+EI18+EM18+EQ18+EU18+EY18+FC18+FG18+FK18+FO18+FS18+FW18+GA18+GE18+GI18+GM18+GQ18+GU18+GY18+HC18+HG18+HK18+HO18+HS18+HW18+IA18+IE18+II18+IM18+IQ18+IU18+IY18+JC18+JG18+JK18+JO18+JS18+JW18+KA18+KE18+KI18+KM18+KQ18+KU18+KY18+LC18+LG18+LK18+LO18+LS18+LW18+MA18+ME18+MI18+MM18+MQ18+MU18+MY18+NC18+NG18+NK18+NO18+NS18+NW18+OA18+OE18+OI18+OM18+OQ18","v":0},{"$f":"L18+P18+T18+X18+AB18+AF18+AJ18+AN18+AR18+AV18+AZ18+BD18+BH18+BL18+BP18+BT18+BX18+CB18+CF18+CJ18+CN18+CR18+CV18+CZ18+DD18+DH18+DL18+DP18+DT18+DX18+EB18+EF18+EJ18+EN18+ER18+EV18+EZ18+FD18+FH18+FL18+FP18+FT18+FX18+GB18+GF18+GJ18+GN18+GR18+GV18+GZ18+HD18+HH18+HL18+HP18+HT18+HX18+IB18+IF18+IJ18+IN18+IR18+IV18+IZ18+JD18+JH18+JL18+JP18+JT18+JX18+KB18+KF18+KJ18+KN18+KR18+KV18+KZ18+LD18+LH18+LL18+LP18+LT18+LX18+MB18+MF18+MJ18+MN18+MR18+MV18+MZ18+ND18+NH18+NL18+NP18+NT18+NX18+OB18+OF18+OJ18+ON18+OR18","v":0},{"$f":"SUM(C18:E18)","v":0},{"$f":"F18/'Refrigeration & Weather'!$C$22","v":0},{"$f":"G18*3*'Refrigeration & Weather'!$C$23","v":0}]
[2,{"$f":"B18+1/8","v":"2012-01-01T06:00:00"},0,0,0,0,{"$f":"F19/'Refrigeration & Weather'!$C$22","v":0},{"$f":"G19*3*'Refrigeration & Weather'!$C$23","v":0}]
[3,{"$f":"B19+1/8","v":"2012-01-01T09:00:00"},0,1229.4117647058824,0,1229.4117647058824,{"$f":"F20/'Refrigeration & Weather'!$C$22","v":552.54461335095846},{"$f":"G20*3*'Refrigeration & Weather'!$C$23","v":414.40846001321881},null,null,409.80392156862752,null,null,null,409.80392156862752,null,null,null,409.80392156862752]
[4,"2012-01-01T12:00:00",0,1229.4117647058824,0,1229.4117647058824,{"$f":"F21/'Refrigeration & Weather'!$C$22","v":552.54461335095846},{"$f":"G21*3*'Refrigeration & Weather'!$C$23","v":414.40846001321881},null,null,409.80392156862752,null,null,null,409.80392156862752,null,null,null,409.80392156862752]
[5,"2012-01-01T15:00:00",0,1229.4117647058824,0,1229.4117647058824,{"$f":"F22/'Refrigeration & Weather'!$C$22","v":552.54461335095846},{"$f":"G22*3*'Refrigeration & Weather'!$C$23","v":414.40846001321881},null,null,409.80392156862752,null,null,null,409.80392156862752,null,null,null,409.80392156862752]
[6,"2012-01-01T18:00:00",0,1229.4117647058824,0,1229.4117647058824,{"$f":"F23/'Refrigeration & Weather'!$C$22","v":552.54461335095846},{"$f":"G23*3*'Refrigeration & Weather'!$C$23","v":414.40846001321881},null,null,409.80392156862752,null,null,null,409.80392156862752,null,null,null,409.80392156862752]
[7,"2012-01-01T21:00:00",0,0,0,0,{"$f":"F24/'Refrigeration & Weather'!$C$22","v":0},{"$f":"G24*3*'Refrigeration & Weather'!$C$23","v":0}]
[8,"2012-01-02",0,0,0,0,{"$f":"F25/'Refrigeration & Weather'!$C$22","v":0},{"$f":"G25*3*'Refrigeration & Weather'!$C$23","v":0}]
[9,"2012-01-02T03:00:00",0,0,0,0,{"$f":"F26/'Refrigeration & Weather'!$C$22","v":0},{"$f":"G26*3*'Refrigeration & Weather'!$C$23","v":0}]
[10,"2012-01-02T06:00:00",0,0,0,0,{"$f":"F27/'Refrigeration & Weather'!$C$22","v":0},{"$f":"G27*3*'Refrigeration & Weather'!$C$23","v":0}]
[11,"2012-01-02T09:00:00",0,0,47.195754470662813,47.195754470662813,{"$f":"F28/'Refrigeration & Weather'!$C$22","v":21.211575042994525},{"$f":"G28*3*'Refrigeration & Weather'!$C$23","v":15.908681282245894},null,null,null,16.195215973443162,null,null,null,15.500269248609827,null,null,null,15.500269248609827]
[12,"2012-01-02T12:00:00",0,0,47.195754470662813,47.195754470662813,{"$f":"F29/'Refrigeration & Weather'!$C$22","v":21.211575042994525},{"$f":"G29*3*'Refrigeration & Weather'!$C$23","v":15.908681282245894},null,null,null,16.195215973443162,null,null,null,15.500269248609827,null,null,null,15.500269248609827]
[13,"2012-01-02T15:00:00",0,0,47.195754470662813,47.195754470662813,{"$f":"F30/'Refrigeration & Weather'!$C$22","v":21.211575042994525},{"$f":"G30*3*'Refrigeration & Weather'!$C$23","v":15.908681282245894},null,null,null,16.195215973443162,null,null,null,15.500269248609827,null,null,null,15.500269248609827]
[14,"2012-01-02T18:00:00",0,0,47.195754470662813,47.195754470662813,{"$f":"F31/'Refrigeration & Weather'!$C$22","v":21.211575042994525},{"$f":"G31*3*'Refrigeration & Weather'!$C$23","v":15.908681282245894},null,null,null,16.195215973443162,null,null,null,15.500269248609827,null,null,null,15.500269248609827]
[15,"2012-01-02T21:00:00",0,0,47.195754470662813,47.195754470662813,{"$f":"F32/'Refrigeration & Weather'!$C$22","v":21.211575042994525},{"$f":"G32*3*'Refrigeration & Weather'!$C$23","v":15.908681282245894},null,null,null,16.195215973443162,null,null,null,15.500269248609827,null,null,null,15.500269248609827]
[16,"2012-01-03",0,0,47.195754470662813,47.195754470662813,{"$f":"F33/'Refrigeration & Weather'!$C$22","v":21.211575042994525},{"$f":"G33*3*'Refrigeration & Weather'!$C$23","v":15.908681282245894},null,null,null,16.195215973443162,null,null,null,15.500269248609827,null,null,null,15.500269248609827]
[17,"2012-01-03T03:00:00",0,0,47.195754470662813,47.195754470662813,{"$f":"F34/'Refrigeration & Weather'!$C$22","v":21.211575042994525},{"$f":"G34*3*'Refrigeration & Weather'!$C$23","v":15.908681282245894},null,null,null,16.195215973443162,null,null,null,15.500269248609827,null,null,null,15.500269248609827]
[18,"2012-01-03T06:00:00",0,0,47.195754470662813,47.195754470662813,{"$f":"F35/'Refrigeration & Weather'!$C$22","v":21.211575042994525},{"$f":"G35*3*'Refrigeration & Weather'!$C$23","v":15.908681282245894},null,null,null,16.195215973443162,null,null,null,15.500269248609827,null,null,null,15.500269248609827]
[19,"2012-01-03T09:00:00",0,0,47.195754470662813,47.195754470662813,{"$f":"F36/'Refrigeration & Weather'!$C$22","v":21.211575042994525},{"$f":"G36*3*'Refrigeration & Weather'!$C$23","v":15.908681282245894},null,null,null,16.195215973443162,null,null,null,15.500269248609827,null,null,null,15.500269248609827]
[20,"2012-01-03T12:00:00",0,0,47.195754470662813,47.195754470662813,{"$f":"F37/'Refrigeration & Weather'!$C$22","v":21.211575042994525},{"$f":"G37*3*'Refrigeration & Weather'!$C$23","v":15.908681282245894},null,null,null,16.195215973443162,null,null,null,15.500269248609827,null,null,null,15.500269248609827]
[21,"2012-01-03T15:00:00",0,0,47.195754470662813,47.195754470662813,{"$f":"F38/'Refrigeration & Weather'!$C$22","v":21.211575042994525},{"$f":"G38*3*'Refrigeration & Weather'!$C$23","v":15.908681282245894},null,null,null,16.195215973443162,null,null,null,15.500269248609827,null,null,null,15.500269248609827]
[22,"2012-01-03T18:00:00",0,0,47.195754470662813,47.195754470662813,{"$f":"F39/'Refrigeration & Weather'!$C$22","v":21.211575042994525},{"$f":"G39*3*'Refrigeration & Weather'!$C$23","v":15.908681282245894},null,null,null,16.195215973443162,null,null,null,15.500269248609827,null,null,null,15.500269248609827]
[23,"2012-01-03T21:00:00",0,0,47.195754470662813,47.195754470662813,{"$f":"F40/'Refrigeration & Weather'!$C$22","v":21.211575042994525},{"$f":"G40*3*'Refrigeration & Weather'!$C$23","v":15.908681282245894},null,null,null,16.195215973443162,null,null,null,15.500269248609827,null,null,null,15.500269248609827]
[24,"2012-01-04",0,0,47.195754470662813,47.195754470662813,{"$f":"F41/'Refrigeration & Weather'!$C$22","v":21.211575042994525},{"$f":"G41*3*'Refrigeration & Weather'!$C$23","v":15.908681282245894},null,null,null,16.195215973443162,null,null,null,15.500269248609827,null,null,null,15.500269248609827]
[25,"2012-01-04T03:00:00",0,0,47.195754470662813,47.195754470662813,{"$f":"F42/'Refrigeration & Weather'!$C$22","v":21.211575042994525},{"$f":"G42*3*'Refrigeration & Weather'!$C$23","v":15.908681282245894},null,null,null,16.195215973443162,null,null,null,15.500269248609827,null,null,null,15.500269248609827]
[26,"2012-01-04T06:00:00",0,0,47.195754470662813,47.195754470662813,{"$f":"F43/'Refrigeration & Weather'!$C$22","v":21.211575042994525},{"$f":"G43*3*'Refrigeration & Weather'!$C$23","v":15.908681282245894},null,null,null,16.195215973443162,null,null,null,15.500269248609827,null,null,null,15.500269248609827]
[27,"2012-01-04T09:00:00",0,0,47.195754470662813,47.195754470662813,{"$f":"F44/'Refrigeration & Weather'!$C$22","v":21.211575042994525},{"$f":"G44*3*'Refrigeration & Weather'!$C$23","v":15.908681282245894},null,null,null,16.195215973443162,null,null,null,15.500269248609827,null,null,null,15.500269248609827]
[28,"2012-01-04T12:00:00",16.454738444934165,0,0,16.454738444934165,{"$f":"F45/'Refrigeration & Weather'!$C$22","v":7.3953880651389516},{"$f":"G45*3*'Refrigeration & Weather'!$C$23","v":5.5465410488542135},10.1,2.8920028524005645,null,null,11.466666666666665,0.55358104459320823,null,null,12.133333333333333,7.1965535797117068,null,null,13.133333333333331,5.8126009682286863]
[29,"2012-01-04T15:00:00",29.474469677708136,0,0,29.474469677708136,{"$f":"F46/'Refrigeration & Weather'!$C$22","v":13.24695266413849},{"$f":"G46*3*'Refrigeration & Weather'!$C$23","v":9.9352144981038677},10.035260525279583,7.9194760958140495,null,null,11.362155432881982,11.110546558665868,null,null,12.10016206067899,4.868688706153093,null,null,13.0651734515668,5.5757583170751239]
[30,"2012-01-04T18:00:00",30.460557658121878,0,0,30.460557658121878,{"$f":"F47/'Refrigeration & Weather'!$C$22","v":13.690138273313206},{"$f":"G47*3*'Refrigeration & Weather'!$C$23","v":10.267603704984904},9.9791395602815705,6.9845261758417587,null,null,11.258997007220236,8.0437976827258595,null,null,12.086585027842425,6.2641420847145062,null,null,13.003536957494836,9.1680917148397523]
[31,"2012-01-04T21:00:00",53.911182802121985,0,0,53.911182802121985,{"$f":"F48/'Refrigeration & Weather'!$C$22","v":24.22974507960539},{"$f":"G48*3*'Refrigeration & Weather'!$C$23","v":18.172308809704042},9.8691990489696106,13.497781482486666,null,null,11.056496238004538,22.441471934857351,null,null,12.065513743938707,4.4257048261490386,null,null,12.873744152580533,13.546224558628925]
[32,"2012-01-05",98.081399353302828,0,0,98.081399353302828,{"$f":"F49/'Refrigeration & Weather'!$C$22","v":44.081527799237236},{"$f":"G49*3*'Refrigeration & Weather'!$C$23","v":33.06114584942793},9.5889045460769005,28.507170986261741,null,null,10.636319173067484,37.75131515605301,null,null,12.032681156152833,7.3123215842193838,null,null,12.623162087483673,24.510591626768683]
[33,"2012-01-05T03:00:00",117.59345206047806,0,0,117.59345206047806,{"$f":"F50/'Refrigeration & Weather'!$C$22","v":52.850989690102509},{"$f":"G50*3*'Refrigeration & Weather'!$C$23","v":39.638242267576885},8.9865785118043089,51.197532391937102,null,null,10.261931420497726,26.380360843277039,null,null,11.979712981466164,6.5061185161135384,null,null,12.200555837031953,33.509440309150399]
[34,"2012-01-05T06:00:00",130.89098839927829,0,0,130.89098839927829,{"$f":"F51/'Refrigeration & Weather'!$C$22","v":58.827410516529575},{"$f":"G51*3*'Refrigeration & Weather'!$C$23","v":44.120557887397183},8.2976793493830385,48.886553299577997,null,null,9.986883725084077,22.749848256811365,null,null,11.889471031628927,11.457382652145823,null,null,11.55623035249887,47.797204190743116]
[35,"2012-01-05T09:00:00",154.31294972226391,0,0,154.31294972226391,{"$f":"F52/'Refrigeration & Weather'!$C$22","v":69.354134706635477},{"$f":"G52*3*'Refrigeration & Weather'!$C$23","v":52.015601029976608},7.5974145435363711,50.306400538433223,null,null,9.3321767470431887,48.949880182593724,null,null,11.723047132376264,14.988990324116012,null,null,10.903432380374435,40.067678677120938]
[36,"2012-01-05T12:00:00",178.1156483788435,0,0,178.1156483788435,{"$f":"F53/'Refrigeration & Weather'!$C$22","v":80.051976799480244},{"$f":"G53*3*'Refrigeration & Weather'!$C$23","v":60.038982599610179},6.8200392502192129,57.301458634169443,null,null,8.5634179375076389,49.44944823976715,null,null,11.382170862973803,31.436633083979096,null,null,10.337398625286125,39.928108420927813]
[37,"2012-01-05T15:00:00",173.61340338189206,0,0,173.61340338189206,{"$f":"F54/'Refrigeration & Weather'!$C$22","v":78.028495901973969},{"$f":"G54*3*'Refrigeration & Weather'!$C$23","v":58.521371926480477},6.0701538938666912,48.806933137708725,null,null,7.8311283344874782,47.052013141722405,null,null,10.853101308539156,36.332344084629703,null,null,9.7146385073135679,41.422113017831194]
[38,"2012-01-05T18:00:00",163.1190829129234,0,0,163.1190829129234,{"$f":"F55/'Refrigeration & Weather'!$C$22","v":73.311947376594802},{"$f":"G55*3*'Refrigeration & Weather'!$C$23","v":54.983960532446105},5.4675110219203411,42.76833264750384,null,null,7.2385708815623575,36.071633630029496,null,null,10.345578473589446,35.648475375023942,null,null,9.0161639725894691,48.630641260366133]
[39,"2012-01-05T21:00:00",172.67774821153569,0,0,172.67774821153569,{"$f":"F56/'Refrigeration & Weather'!$C$22","v":77.60797672428572},{"$f":"G56*3*'Refrigeration & Weather'!$C$23","v":58.20598254321429},4.7848441794338603,50.986558828624567,null,null,6.5910247170299483,47.234374943568227,null,null,9.8404148827000704,33.845709304485837,null,null,8.3489496705457569,40.611105134857056]
[40,"2012-01-06",165.27993219037239,0,0,165.27993219037239,{"$f":"F57/'Refrigeration & Weather'!$C$22","v":74.283115591178614},{"$f":"G57*3*'Refrigeration & Weather'!$C$23","v":55.712336693383961},4.0572390571514365,48.703804440675192,null,null,5.9196254041899738,39.132229609139841,null,null,9.329041623242043,35.722527473426481,null,null,7.7561165363174878,41.721370667130891]
[41,"2012-01-06T03:00:00",167.0451404743327,0,0,167.0451404743327,{"$f":"F58/'Refrigeration & Weather'!$C$22","v":75.076467628913591},{"$f":"G58*3*'Refrigeration & Weather'!$C$23","v":56.307350721685197},3.336629580319534,50.965697562159434,null,null,5.2749038931820911,45.174979967205665,null,null,8.8030109719109362,35.181406960246505,null,null,7.1881818599732785,35.723055984721086]
[42,"2012-01-06T06:00:00",166.8166292586489,0,0,166.8166292586489,{"$f":"F59/'Refrigeration & Weather'!$C$22","v":74.973765958943332},{"$f":"G59*3*'Refrigeration & Weather'!$C$23","v":56.230324469207503},2.5687768402604743,51.794797698519034,null,null,4.5979803134927417,40.088657883607503,null,null,8.2677662076570062,36.377812285223186,null,null,6.6511735358368709,38.555361391299193]
[43,"2012-01-06T09:00:00",172.44814424386925,0,0,172.44814424386925,{"$f":"F60/'Refrigeration & Weather'!$C$22","v":77.504783929828889},{"$f":"G60*3*'Refrigeration & Weather'!$C$23","v":58.12858794737167},1.7821307670411368,52.543388661157813,null,null,3.8931583485865855,47.577564960632301,null,null,7.7395036220771498,34.745639228631234,null,null,6.0739971956438072,37.58155139344791]
[44,"2012-01-06T12:00:00",168.24839317840835,0,0,168.24839317840835,{"$f":"F61/'Refrigeration & Weather'!$C$22","v":75.617255361082414},{"$f":"G61*3*'Refrigeration & Weather'!$C$23","v":56.71294152081181},1.0206908193760125,48.597103587038475,null,null,3.1763785584541679,40.697412761323477,null,null,7.193623238614097,37.161480638860823,null,null,5.511371774367225,41.792396191185574]
[45,"2012-01-06T15:00:00",142.50359729558596,0,0,142.50359729558596,{"$f":"F62/'Refrigeration & Weather'!$C$22","v":64.046560582285835},{"$f":"G62*3*'Refrigeration & Weather'!$C$23","v":48.034920436714373},0.29208312006444465,46.529051532741477,null,null,2.4686165390585955,45.74286201389679,null,null,6.6672780299563748,33.316566368845862,null,null,5.2461964381300774,16.915117380101847]
[46,"2012-01-06T18:00:00",130.92955101742493,0,0,130.92955101742493,{"$f":"F63/'Refrigeration & Weather'!$C$22","v":58.844742030303351},{"$f":"G63*3*'Refrigeration & Weather'!$C$23","v":44.133556522727517},-0.33943974821803957,36.592176557854955,null,null,1.7942817517865466,35.989113611973742,null,null,6.1381038067293581,36.412853269222559,null,null,5.0459915323255853,21.935407578373695]
[47,"2012-01-06T21:00:00",144.54059127969145,0,0,144.54059127969145,{"$f":"F64/'Refrigeration & Weather'!$C$22","v":64.962063496490558},{"$f":"G64*3*'Refrigeration & Weather'!$C$23","v":48.721547622367922},-0.82461414910929653,28.434627125343088,null,null,1.178036847033108,38.15335768394835,null,null,5.5975855211042242,33.665798186781295,null,null,4.407954235394274,44.286808283618726]
[48,"2012-01-07",125.44743360808521,0,0,125.44743360808521,{"$f":"F65/'Refrigeration & Weather'!$C$22","v":56.380869037341675},{"$f":"G65*3*'Refrigeration & Weather'!$C$23","v":42.285651778006255},-1.1581216075648679,17.39172486266629,null,null,0.65225198150185182,25.140671210995123,null,null,5.0579317280210576,36.959905570058829,null,null,3.6868053897144524,45.955131964364952]
[49,"2012-01-07T03:00:00",109.11128429619615,0,0,109.11128429619615,{"$f":"F66/'Refrigeration & Weather'!$C$22","v":49.038779458964569},{"$f":"G66*3*'Refrigeration & Weather'!$C$23","v":36.779084594223427},-1.3854700312268451,13.858453239498981,null,null,0.25234672708401601,24.006950897870091,null,null,4.5903299606421326,27.932521334615899,null,null,2.980335900418408,43.313358824211178]
[50,"2012-01-07T06:00:00",87.547375322111179,0,0,87.547375322111179,{"$f":"F67/'Refrigeration & Weather'!$C$22","v":39.347134976229746},{"$f":"G67*3*'Refrigeration & Weather'!$C$23","v":29.510351232172312},-1.542957719329445,7.7207141795315382,null,null,-3.6486201820371565E-2,11.535028673066611,null,null,4.2552708867658415,24.190709392478109,null,null,2.276243187015381,44.100923077034913]
[51,"2012-01-07T09:00:00",84.581430336923333,0,0,84.581430336923333,{"$f":"F68/'Refrigeration & Weather'!$C$22","v":38.01412599412285},{"$f":"G68*3*'Refrigeration & Weather'!$C$23","v":28.510594495592137},-1.6547082387328653,7.5226770365309266,null,null,-0.27515677991389448,15.679009740631177,null,null,3.9511802631572399,21.339737754000357,null,null,1.5981601006344428,40.04000580576087]
[52,"2012-01-07T12:00:00",69.296973410796198,0,0,69.296973410796198,{"$f":"F69/'Refrigeration & Weather'!$C$22","v":31.144707150919643},{"$f":"G69*3*'Refrigeration & Weather'!$C$23","v":23.358530363189733},-1.7361305974472256,3.5305971138735934,null,null,-0.46893598881160264,5.6983750215339279,null,null,3.6424893961572309,23.213091308963087,null,null,0.98062062793246063,36.854909966425602]
[53,"2012-01-07T15:00:00",63.033904866070451,0,0,63.033904866070451,{"$f":"F70/'Refrigeration & Weather'!$C$22","v":28.329844883627175},{"$f":"G70*3*'Refrigeration & Weather'!$C$23","v":21.247383662720381},-1.7970093030161407,4.6961890280448566,null,null,-0.60471143762342972,9.5635002388508177,null,null,3.3333668813850683,21.067068873087429,null,null,0.47610832893523192,27.707146726087352]
[54,"2012-01-07T18:00:00",49.615959242124262,0,0,49.615959242124262,{"$f":"F71/'Refrigeration & Weather'!$C$22","v":22.299307524550233},{"$f":"G71*3*'Refrigeration & Weather'!$C$23","v":16.724480643412676},-1.8436277554540359,1.5776698656031185,null,null,-0.70806358831359162,1.2473179931602116,null,null,3.0127663159521494,23.090156224648108,null,null,7.9354123016961195E-2,23.700815158712825]
[55,"2012-01-07T21:00:00",49.480980941984981,0,0,49.480980941984981,{"$f":"F72/'Refrigeration & Weather'!$C$22","v":22.238643119993252},{"$f":"G72*3*'Refrigeration & Weather'!$C$23","v":16.678982339994938},-1.8801006192319869,3.3130615889722232,null,null,-0.78885835698831364,6.6835347846427986,null,null,2.6585116844227161,23.206387509670257,null,null,-0.22489818589492847,16.277997058699704]
[56,"2012-01-08",40.405496200477131,0,0,40.405496200477131,{"$f":"F73/'Refrigeration & Weather'!$C$22","v":18.159773573248152},{"$f":"G73*3*'Refrigeration & Weather'!$C$23","v":13.619830179936114},-1.9091843930833943,0.57457172837296655,null,null,-0.85313078275037557,-0.85047151862787906,null,null,2.2603430685796,26.313805971378407,null,null,-0.45434770853702305,14.367590019353637]
[57,"2012-01-08T03:00:00",39.352878447703851,0,0,39.352878447703851,{"$f":"F74/'Refrigeration & Weather'!$C$22","v":17.686686942788249},{"$f":"G74*3*'Refrigeration & Weather'!$C$23","v":13.265015207091187},-1.9327692334889428,2.5694002598271855,null,null,-0.90507187091942953,5.1228523549538858,null,null,1.8766478281001722,22.637971909511073,null,null,-0.62613095372693428,9.022653923411708]
[58,"2012-01-08T06:00:00",29.386277969995078,0,0,29.386277969995078,{"$f":"F75/'Refrigeration & Weather'!$C$22","v":13.207315941570824},{"$f":"G75*3*'Refrigeration & Weather'!$C$23","v":9.9054869561781178},-1.9521807237250997,1.2094965040243988E-2,null,null,-0.94765093107203646,-2.0318524144674028,null,null,1.5254658567402288,22.481380644514179,null,null,-0.75491029276136135,8.9246547749080563]
[59,"2012-01-08T09:00:00",29.106633522779539,0,0,29.106633522779539,{"$f":"F76/'Refrigeration & Weather'!$C$22","v":13.081633043945862},{"$f":"G76*3*'Refrigeration & Weather'!$C$23","v":9.8112247829593962},-1.968368325299968,2.136199556408243,null,null,-0.98300731170360955,4.2139241145324124,null,null,1.217972554927037,17.731798664889947,null,null,-0.85220849349106687,5.0247111869489354]
[60,"2012-01-08T12:00:00",20.296078091118851,0,0,20.296078091118851,{"$f":"F77/'Refrigeration & Weather'!$C$22","v":9.1218328499410575},{"$f":"G77*3*'Refrigeration & Weather'!$C$23","v":6.8413746374557931},-1.9820254765571199,-0.32701853744681064,null,null,-1.0127079273845194,-2.7418154551075933,null,null,0.95684199492309074,17.35198728340589,null,null,-0.92660480669694112,6.0129248002673652]
[61,"2012-01-08T15:00:00",20.850940482133822,0,0,20.850940482133822,{"$f":"F78/'Refrigeration & Weather'!$C$22","v":9.371209205453404},{"$f":"G78*3*'Refrigeration & Weather'!$C$23","v":7.028406904090053},-1.9936677507260792,1.866820087742644,null,null,-1.037918656901738,3.6515922555019902,null,null,0.7474637140980378,12.430611620259528,null,null,-0.98429653147354768,2.9019165186296618]
[62,"2012-01-08T18:00:00",13.614367798513696,0,0,13.614367798513696,{"$f":"F79/'Refrigeration & Weather'!$C$22","v":6.1188169880960439},{"$f":"G79*3*'Refrigeration & Weather'!$C$23","v":4.5891127410720332},-2.0036847763841359,-0.543847751147854,null,null,-1.0595199795931773,-3.1929431863051079,null,null,0.57625868064217367,12.897298280820593,null,null,-1.0297013113332807,4.4538604551460654]
[63,"2012-01-08T21:00:00",16.315062194751231,0,0,16.315062194751231,{"$f":"F80/'Refrigeration & Weather'!$C$22","v":7.3326122223601056},{"$f":"G80*3*'Refrigeration & Weather'!$C$23","v":5.4994591667700794},-2.0123754129047478,1.690196276194267,null,null,-1.0781861439504159,3.2854189701343759,null,null,0.42499072729927256,9.5953894269126945,null,null,-1.0659621571447127,1.7440575215098961]
[64,"2012-01-09",{"$f":"J81+N81+R81+V81+Z81+AD81+AH81+AL81+AP81+AT81+AX81+BB81+BF81+BJ81+BN81+BR81+BV81+BZ81+CD81+CH81+CL81+CP81+CT81+CX81+DB81+DF81+DJ81+DN81+DR81+DV81+DZ81+ED81+EH81+EL81+EP81+ET81+EX81+FB81+FF81+FJ81+FN81+FR81+FV81+FZ81+GD81+GH81+GL81+GP81+GT81+GX81+HB81+HF81+HJ81+HN81+HR81+HV81+HZ81+ID81+IH81+IL81+IP81+IT81+IX81+JB81+JF81+JJ81+JN81+JR81+JV81+JZ81+KD81+KH81+KL81+KP81+KT81+KX81+LB81+LF81+LJ81+LN81+LR81+LV81+LZ81+MD81+MH81+ML81+MP81+MT81+MX81+NB81+NF81+NJ81+NN81+NR81+NV81+NZ81+OD81+OH81+OL81+OP81","v":10.258669987534958},0,0,10.258669987534958,{"$f":"F81/'Refrigeration & Weather'!$C$22","v":4.6106381966449259},{"$f":"G81*3*'Refrigeration & Weather'!$C$23","v":3.4579786474836944},-2.0199720268219052,-0.68928305486912533,null,null,-1.0944401844771849,-3.4933588923940624,null,null,0.29021089412564327,10.858649876747474,null,null,-1.095326933365373,3.582662058050671]
[65,"2012-01-09T03:00:00",13.490690089872452,{"$f":"K82+O82+S82+W82+AA82+AE82+AI82+AM82+AQ82+AU82+AY82+BC82+BG82+BK82+BO82+BS82+BW82+CA82+CE82+CI82+CM82+CQ82+CU82+CY82+DC82+DG82+DK82+DO82+DS82+DW82+EA82+EE82+EI82+EM82+EQ82+EU82+EY82+FC82+FG82+FK82+FO82+FS82+FW82+GA82+GE82+GI82+GM82+GQ82+GU82+GY82+HC82+HG82+HK82+HO82+HS82+HW82+IA82+IE82+II82+IM82+IQ82+IU82+IY82+JC82+JG82+JK82+JO82+JS82+JW82+KA82+KE82+KI82+KM82+KQ82+KU82+KY82+LC82+LG82+LK82+LO82+LS82+LW82+MA82+ME82+MI82+MM82+MQ82+MU82+MY82+NC82+NG82+NK82+NO82+NS82+NW82+OA82+OE82+OI82+OM82+OQ82","v":0},{"$f":"L82+P82+T82+X82+AB82+AF82+AJ82+AN82+AR82+AV82+AZ82+BD82+BH82+BL82+BP82+BT82+BX82+CB82+CF82+CJ82+CN82+CR82+CV82+CZ82+DD82+DH82+DL82+DP82+DT82+DX82+EB82+EF82+EJ82+EN82+ER82+EV82+EZ82+FD82+FH82+FL82+FP82+FT82+FX82+GB82+GF82+GJ82+GN82+GR82+GV82+GZ82+HD82+HH82+HL82+HP82+HT82+HX82+IB82+IF82+IJ82+IN82+IR82+IV82+IZ82+JD82+JH82+JL82+JP82+JT82+JX82+KB82+KF82+KJ82+KN82+KR82+KV82+KZ82+LD82+LH82+LL82+LP82+LT82+LX82+MB82+MF82+MJ82+MN82+MR82+MV82+MZ82+ND82+NH82+NL82+NP82+NT82+NX82+OB82+OF82+OJ82+ON82+OR82","v":0},{"$f":"SUM(C82:E82)","v":13.490690089872452},{"$f":"F82/'Refrigeration & Weather'!$C$22","v":6.0632315010662712},{"$f":"G82*3*'Refrigeration & Weather'!$C$23","v":4.5474236257997038},-2.0266575386897707,1.56926198517475,null,null,-1.1086927209634052,3.0365242923830591,null,null,0.16996245043765279,7.8054391484386967,null,null,-1.1194185364828992,1.0794646638759466]
[66,"2012-01-09T06:00:00",7.8571722716549681,0,0,7.8571722716549681,{"$f":"F83/'Refrigeration & Weather'!$C$22","v":3.5313133805190873},{"$f":"G83*3*'Refrigeration & Weather'!$C$23","v":2.6484850353893155},-2.0325775877241186,-0.79074645861193393,null,null,-1.1212697120100836,-3.7014301141016048,null,null,6.2522468924149546E-2,9.280677914384416,null,null,-1.1394224393394485,3.0686709299840906]
[67,{"$f":"B83+1/8","v":"2012-01-09T09:00:00"},11.436899442117163,0,0,11.436899442117163,{"$f":"F84/'Refrigeration & Weather'!$C$22","v":5.1401795245470403},{"$f":"G84*3*'Refrigeration & Weather'!$C$23","v":3.8551346434102802},-2.0378493432731042,1.4834366247803259,null,null,-1.1324325783166864,2.8611387025429869,null,null,-3.3638612107682563E-2,6.4156834357531194,null,null,-1.1562156788616635,0.67664067904073089]
[68,"2012-01-09T12:00:00",6.0919554136155885,0,0,6.0919554136155885,{"$f":"F85/'Refrigeration & Weather'!$C$22","v":2.7379574892654333},{"$f":"G85*3*'Refrigeration & Weather'!$C$23","v":2.0534681169490749},-2.0425679765881872,-0.86388942295978965,null,null,-1.1423929821065835,-3.8503922032427784,null,null,-0.11987141357120198,8.0572608604475455,null,null,-1.1704555833483437,2.7489761793706102]
[69,"2012-01-09T15:00:00",9.9129094280807539,0,0,9.9129094280807539,{"$f":"F86/'Refrigeration & Weather'!$C$22","v":4.4552401923958449},{"$f":"G86*3*'Refrigeration & Weather'!$C$23","v":3.3414301442968837},-2.0468114757531359,1.4206715556459508,null,null,-1.1513238141081195,2.7337293932062616,null,null,-0.19736328637815931,5.338595967771651,null,null,-1.1826411508019539,0.4199125114568904]
[70,"2012-01-09T18:00:00",4.770831354112663,0,0,4.770831354112663,{"$f":"F87/'Refrigeration & Weather'!$C$22","v":2.1441938670169276},{"$f":"G87*3*'Refrigeration & Weather'!$C$23","v":1.6081454002626958},-2.0506442710367572,-0.91809184370124486,null,null,-1.1593674548983528,-3.960075300606781,null,null,-0.26715465273021471,7.1084596993105347,null,null,-1.1931558832419702,2.5405387991101547]
[71,"2012-01-09T21:00:00",8.7632708806805564,0,0,8.7632708806805564,{"$f":"F88/'Refrigeration & Weather'!$C$22","v":3.9385487104182282},{"$f":"G88*3*'Refrigeration & Weather'!$C$23","v":2.9539115328136711},-2.0541199950880094,1.3735883212095132,null,null,-1.1666420536887083,2.6387380510438616,null,null,-0.33015513313797051,4.5019923233628099,null,null,-1.2022979955470294,0.24895218506437194]
[72,"2012-01-10",3.7668065593013464,0,0,3.7668065593013464,{"$f":"F89/'Refrigeration & Weather'!$C$22","v":1.6929467682253245},{"$f":"G89*3*'Refrigeration & Weather'!$C$23","v":1.2697100761689935},-2.0572836063060547,-0.95921385128120784,null,null,-1.1732463485797557,-4.0428022817079263,null,null,-0.3871588711088968,6.3698318356600616,null,null,-1.2103019632086223,2.3989908566304186]
[73,"2012-01-10T03:00:00",7.883392579271872,0,0,7.883392579271872,{"$f":"F90/'Refrigeration & Weather'!$C$22","v":3.5430977884367971},{"$f":"G90*3*'Refrigeration & Weather'!$C$23","v":2.6573233413275981},-2.0601730381585832,1.3374909822998124,null,null,-1.1792634022241035,2.566317753728752,null,null,-0.43885870896787621,3.8488522561812646,null,null,-1.2173540717926772,0.13073158706204246]
[74,"2012-01-10T06:00:00",2.9931666593018749,0,0,2.9931666593018749,{"$f":"F91/'Refrigeration & Weather'!$C$22","v":1.3452434423828654},{"$f":"G91*3*'Refrigeration & Weather'!$C$23","v":1.0089325817871491},-2.0628204918866189,-0.99104981153092153,null,null,-1.1847635227513409,-4.1065068466183945,null,null,-0.48585904491192677,5.7912685875567842,null,null,-1.2236037682365406,2.299454729894407]
[75,"2012-01-10T09:00:00",7.2009836087863413,0,0,7.2009836087863413,{"$f":"F92/'Refrigeration & Weather'!$C$22","v":3.2363971275444237},{"$f":"G92*3*'Refrigeration & Weather'!$C$23","v":2.4272978456583179},-2.0652534582852127,1.3092898736470424,null,null,-1.189806566785651,2.5100267151529727,null,null,-0.5286873236871712,3.3353673487080422,null,null,-1.2291720414224283,4.6299671278283827E-2]
[76,"2012-01-10T12:00:00",2.3893612907672663,0,0,2.3893612907672663,{"$f":"F93/'Refrigeration & Weather'!$C$22","v":1.0738702430414682},{"$f":"G93*3*'Refrigeration & Weather'!$C$23","v":0.80540268228110112},-2.0674955317489747,-1.0161337794243199,null,null,-1.1944437695848638,-4.1564574051445176,null,null,-0.56780419309691876,5.3346141200709125,null,null,-1.2341576771998348,2.2273383552651911]
[77,"2012-01-10T15:00:00",6.6651185152113754,0,0,6.6651185152113754,{"$f":"F94/'Refrigeration & Weather'!$C$22","v":2.9955588832410682},{"$f":"G94*3*'Refrigeration & Weather'!$C$23","v":2.2466691624308011},-2.0695670636452288,1.2868925683631109,null,null,-1.1987192101917652,2.4655268261311196,null,null,-0.60361240683652784,2.9283930216462566,null,null,-1.2386419758769738,-1.5693900929111826E-2]
[78,"2012-01-10T18:00:00",1.9124013478929283,0,0,1.9124013478929283,{"$f":"F95/'Refrigeration & Weather'!$C$22","v":0.85950622377210273},{"$f":"G95*3*'Refrigeration & Weather'!$C$23","v":0.64462966782907705},-2.0714856903969072,-1.0362044750204289,null,null,-1.2026709925941317,-4.196248883749627,null,null,-0.63646458004079964,4.9711267017805572,null,null,-1.242692345638009,2.173728004882427]
[79,"2012-01-10T21:00:00",6.2393838535401498,0,0,6.2393838535401498,{"$f":"F96/'Refrigeration & Weather'!$C$22","v":2.8042174622652363},{"$f":"G96*3*'Refrigeration & Weather'!$C$23","v":2.1031630966989274},-2.0732667631117199,1.268845664321874,null,null,-1.206332204226338,2.4298211083098997,null,null,-0.66666991458957336,2.603029798299934,null,null,-1.2463650656797685,-6.2312717391558359E-2]
[80,"2012-01-11",1.5313441888401154,0,0,1.5313441888401154,{"$f":"F97/'Refrigeration & Weather'!$C$22","v":0.68824457925398452},{"$f":"G97*3*'Refrigeration & Weather'!$C$23","v":0.51618343444048842},-2.074923699282873,-1.052483598850374,null,null,-1.2097316986369162,-4.2283939204449981,null,null,-0.69450001200569278,4.6792431679586617,null,null,-1.2497074300015258,2.132978540176826]
[81,"2012-01-11T03:00:00",5.8974051720334408,0,0,5.8974051720334408,{"$f":"F98/'Refrigeration & Weather'!$C$22","v":2.6505191784419964},{"$f":"G98*3*'Refrigeration & Weather'!$C$23","v":1.9878893838314973},-2.0764682723837367,1.2541168147907704,null,null,-1.2128947383484281,2.4007917389388846,null,null,-0.72019388654878891,2.3406010544890239,null,null,-1.252759424820902,-9.8104436185238036E-2]
[82,"2012-01-11T06:00:00",1.2236424847293947,0,0,1.2236424847293947,{"$f":"F99/'Refrigeration & Weather'!$C$22","v":0.5499516785300651},{"$f":"G99*3*'Refrigeration & Weather'!$C$23","v":0.41246375889754883},-2.0779108516447522,-1.0658478263673132,null,null,-1.2158435258330356,-4.2546865636573763,null,null,-0.74396228253048613,4.4427780424398868,null,null,-1.2555550516372291,2.1013988323141972]
[83,"2012-01-11T09:00:00",5.6198512876696576,0,0,5.6198512876696576,{"$f":"F100/'Refrigeration & Weather'!$C$22","v":2.5257758596268127},{"$f":"G100*3*'Refrigeration & Weather'!$C$23","v":1.8943318947201095},-2.0792606016237256,1.2419580474823342,null,null,-1.2185976443986568,2.3769116972561588,null,null,-0.76599138974015946,2.1270677491530936,null,null,-1.2581233787443389,-0.12608620622192887]
[84,"2012-01-11T12:00:00",0.97267565549990831,0,0,0.97267565549990831,{"$f":"F101/'Refrigeration & Weather'!$C$22","v":0.43715759797748693},{"$f":"G101*3*'Refrigeration & Weather'!$C$23","v":0.32786819848311521},-2.0805256491372282,-1.0769381543998278,null,null,-1.2211744261107187,-4.2764324197363042,null,null,-0.78644604032517762,4.2495400337096143,null,null,-1.2604893829469623,2.0765061959264264]
[85,"2012-01-11T15:00:00",5.3923925725819428,0,0,5.3923925725819428,{"$f":"F102/'Refrigeration & Weather'!$C$22","v":2.4235472236323341},{"$f":"G102*3*'Refrigeration & Weather'!$C$23","v":1.8176604177242506},-2.0817132235498121,1.2318177313546661,null,null,-1.2235892602906815,2.3570599086294064,null,null,-0.80547246021802588,1.951828699156688,null,null,-1.2626746279332448,-0.14831376655881726]
[86,"2012-01-11T18:00:00",0.76605564367870604,0,0,0.76605564367870604,{"$f":"F103/'Refrigeration & Weather'!$C$22","v":0.34429467131627245},{"$f":"G103*3*'Refrigeration & Weather'!$C$23","v":0.25822100348720434},-2.0828297752016578,-1.0862312007857589,null,null,-1.2258558533634347,-4.2945980236591019,null,null,-0.82320063864249782,4.0902965439232721,null,null,-1.2646978145325696,2.0565883242002951]
[87,"2012-01-11T21:00:00",5.2042908520003621,0,0,5.2042908520003621,{"$f":"F104/'Refrigeration & Weather'!$C$22","v":2.339007124494545},{"$f":"G104*3*'Refrigeration & Weather'!$C$23","v":1.7542553433709087},-2.08388107580772,1.223282501235027,null,null,-1.2279864486722178,2.3403998576483405,null,null,-0.83974637055857815,1.8068298428688629,null,null,-1.2665752297855228,-0.16622134975186875]
[88,"2012-01-12",0.59444998813741279,0,0,0.59444998813741279,{"$f":"F105/'Refrigeration & Weather'!$C$22","v":0.26716853399434287},{"$f":"G105*3*'Refrigeration & Weather'!$C$23","v":0.20037640049575717},-2.0848723039185768,-1.0940867636772738,null,null,-1.2299920131946784,-4.3099100204654039,null,null,-0.85521301918843218,3.9580092283154906,null,null,-1.2683211155608869,2.0404375439645994]
[89,"2012-01-12T03:00:00",0,0,0,0,{"$f":"F106/'Refrigeration & Weather'!$C$22","v":0},{"$f":"G106*3*'Refrigeration & Weather'!$C$23","v":0}]
[90,"2012-01-12T06:00:00",0,0,0,0,{"$f":"F107/'Refrigeration & Weather'!$C$22","v":0},{"$f":"G107*3*'Refrigeration & Weather'!$C$23","v":0}]
[91,"2012-01-12T09:00:00",0,0,0,0,{"$f":"F108/'Refrigeration & Weather'!$C$22","v":0},{"$f":"G108*3*'Refrigeration & Weather'!$C$23","v":0}]
[92,"2012-01-12T12:00:00",0,0,0,0,{"$f":"F109/'Refrigeration & Weather'!$C$22","v":0},{"$f":"G109*3*'Refrigeration & Weather'!$C$23","v":0}]
[93,"2012-01-12T15:00:00",0,0,0,0,{"$f":"F110/'Refrigeration & Weather'!$C$22","v":0},{"$f":"G110*3*'Refrigeration & Weather'!$C$23","v":0}]
[94,"2012-01-12T18:00:00",0,0,0,0,{"$f":"F111/'Refrigeration & Weather'!$C$22","v":0},{"$f":"G111*3*'Refrigeration & Weather'!$C$23","v":0}]
[95,"2012-01-12T21:00:00",0,0,0,0,{"$f":"F112/'Refrigeration & Weather'!$C$22","v":0},{"$f":"G112*3*'Refrigeration & Weather'!$C$23","v":0}]
[96,"2012-01-13",0,0,0,0,{"$f":"F113/'Refrigeration & Weather'!$C$22","v":0},{"$f":"G113*3*'Refrigeration & Weather'!$C$23","v":0}]
[97,"2012-01-13T03:00:00",0,0,0,0,{"$f":"F114/'Refrigeration & Weather'!$C$22","v":0},{"$f":"G114*3*'Refrigeration & Weather'!$C$23","v":0}]
[98,"2012-01-13T06:00:00",0,0,0,0,{"$f":"F115/'Refrigeration & Weather'!$C$22","v":0},{"$f":"G115*3*'Refrigeration & Weather'!$C$23","v":0}]
[99,"2012-01-13T09:00:00",0,0,0,0,{"$f":"F116/'Refrigeration & Weather'!$C$22","v":0},{"$f":"G116*3*'Refrigeration & Weather'!$C$23","v":0}]
[100,"2012-01-13T12:00:00",0,0,0,0,{"$f":"F117/'Refrigeration & Weather'!$C$22","v":0},{"$f":"G117*3*'Refrigeration & Weather'!$C$23","v":0}]
[101,"2012-01-13T15:00:00",0,0,0,0,{"$f":"F118/'Refrigeration & Weather'!$C$22","v":0},{"$f":"G118*3*'Refrigeration & Weather'!$C$23","v":0}]
[102,"2012-01-13T18:00:00",0,0,0,0,{"$f":"F119/'Refrigeration & Weather'!$C$22","v":0},{"$f":"G119*3*'Refrigeration & Weather'!$C$23","v":0}]
[103,"2012-01-13T21:00:00",0,0,0,0,{"$f":"F120/'Refrigeration & Weather'!$C$22","v":0},{"$f":"G120*3*'Refrigeration & Weather'!$C$23","v":0}]
[104,"2012-01-14",0,0,0,0,{"$f":"F121/'Refrigeration & Weather'!$C$22","v":0},{"$f":"G121*3*'Refrigeration & Weather'!$C$23","v":0}]
[105,"2012-01-14T03:00:00",0,0,0,0,{"$f":"F122/'Refrigeration & Weather'!$C$22","v":0},{"$f":"G122*3*'Refrigeration & Weather'!$C$23","v":0}]
[106,"2012-01-14T06:00:00",0,0,0,0,{"$f":"F123/'Refrigeration & Weather'!$C$22","v":0},{"$f":"G123*3*'Refrigeration & Weather'!$C$23","v":0}]
[107,"2012-01-14T09:00:00",0,0,0,0,{"$f":"F124/'Refrigeration & Weather'!$C$22","v":0},{"$f":"G124*3*'Refrigeration & Weather'!$C$23","v":0}]
[108,"2012-01-14T12:00:00",0,0,0,0,{"$f":"F125/'Refrigeration & Weather'!$C$22","v":0},{"$f":"G125*3*'Refrigeration & Weather'!$C$23","v":0}]
[109,"2012-01-14T15:00:00",0,0,0,0,{"$f":"F126/'Refrigeration & Weather'!$C$22","v":0},{"$f":"G126*3*'Refrigeration & Weather'!$C$23","v":0}]
[110,"2012-01-14T18:00:00",0,0,0,0,{"$f":"F127/'Refrigeration & Weather'!$C$22","v":0},{"$f":"G127*3*'Refrigeration & Weather'!$C$23","v":0}]
[111,"2012-01-14T21:00:00",0,0,0,0,{"$f":"F128/'Refrigeration & Weather'!$C$22","v":0},{"$f":"G128*3*'Refrigeration & Weather'!$C$23","v":0}]
[112,"2012-01-15",0,0,0,0,{"$f":"F129/'Refrigeration & Weather'!$C$22","v":0},{"$f":"G129*3*'Refrigeration & Weather'!$C$23","v":0}]
[113,"2012-01-15T03:00:00",0,0,0,0,{"$f":"F130/'Refrigeration & Weather'!$C$22","v":0},{"$f":"G130*3*'Refrigeration & Weather'!$C$23","v":0}]
[114,"2012-01-15T06:00:00",0,0,0,0,{"$f":"F131/'Refrigeration & Weather'!$C$22","v":0},{"$f":"G131*3*'Refrigeration & Weather'!$C$23","v":0}]
[115,"2012-01-15T09:00:00",0,0,0,0,{"$f":"F132/'Refrigeration & Weather'!$C$22","v":0},{"$f":"G132*3*'Refrigeration & Weather'!$C$23","v":0}]
[116,"2012-01-15T12:00:00",0,0,0,0,{"$f":"F133/'Refrigeration & Weather'!$C$22","v":0},{"$f":"G133*3*'Refrigeration & Weather'!$C$23","v":0}]
[117,"2012-01-15T15:00:00",0,0,0,0,{"$f":"F134/'Refrigeration & Weather'!$C$22","v":0},{"$f":"G134*3*'Refrigeration & Weather'!$C$23","v":0}]
[118,"2012-01-15T18:00:00",0,0,0,0,{"$f":"F135/'Refrigeration & Weather'!$C$22","v":0},{"$f":"G135*3*'Refrigeration & Weather'!$C$23","v":0}]
[119,"2012-01-15T21:00:00",0,0,0,0,{"$f":"F136/'Refrigeration & Weather'!$C$22","v":0},{"$f":"G136*3*'Refrigeration & Weather'!$C$23","v":0}]
[120,"2012-01-16",0,0,0,0,{"$f":"F137/'Refrigeration & Weather'!$C$22","v":0},{"$f":"G137*3*'Refrigeration & Weather'!$C$23","v":0}]
[121,"2012-01-16T03:00:00",0,0,0,0,{"$f":"F138/'Refrigeration & Weather'!$C$22","v":0},{"$f":"G138*3*'Refrigeration & Weather'!$C$23","v":0}]
[122,"2012-01-16T06:00:00",0,0,0,0,{"$f":"F139/'Refrigeration & Weather'!$C$22","v":0},{"$f":"G139*3*'Refrigeration & Weather'!$C$23","v":0}]
[123,"2012-01-16T09:00:00",0,0,0,0,{"$f":"F140/'Refrigeration & Weather'!$C$22","v":0},{"$f":"G140*3*'Refrigeration & Weather'!$C$23","v":0}]
[124,"2012-01-16T12:00:00",0,0,0,0,{"$f":"F141/'Refrigeration & Weather'!$C$22","v":0},{"$f":"G141*3*'Refrigeration & Weather'!$C$23","v":0}]
[125,"2012-01-16T15:00:00",0,0,0,0,{"$f":"F142/'Refrigeration & Weather'!$C$22","v":0},{"$f":"G142*3*'Refrigeration & Weather'!$C$23","v":0}]
[126,"2012-01-16T18:00:00",0,0,0,0,{"$f":"F143/'Refrigeration & Weather'!$C$22","v":0},{"$f":"G143*3*'Refrigeration & Weather'!$C$23","v":0}]
[127,"2012-01-16T21:00:00",0,0,0,0,{"$f":"F144/'Refrigeration & Weather'!$C$22","v":0},{"$f":"G144*3*'Refrigeration & Weather'!$C$23","v":0}]
[128,"2012-01-17",{"$f":"J145+N145+R145+V145+Z145+AD145+AH145+AL145+AP145+AT145+AX145+BB145+BF145+BJ145+BN145+BR145+BV145+BZ145+CD145+CH145+CL145+CP145+CT145+CX145+DB145+DF145+DJ145+DN145+DR145+DV145+DZ145+ED145+EH145+EL145+EP145+ET145+EX145+FB145+FF145+FJ145+FN145+FR145+FV145+FZ145+GD145+GH145+GL145+GP145+GT145+GX145+HB145+HF145+HJ145+HN145+HR145+HV145+HZ145+ID145+IH145+IL145+IP145+IT145+IX145+JB145+JF145+JJ145+JN145+JR145+JV145+JZ145+KD145+KH145+KL145+KP145+KT145+KX145+LB145+LF145+LJ145+LN145+LR145+LV145+LZ145+MD145+MH145+ML145+MP145+MT145+MX145+NB145+NF145+NJ145+NN145+NR145+NV145+NZ145+OD145+OH145+OL145+OP145","v":0},0,0,0,{"$f":"F145/'Refrigeration & Weather'!$C$22","v":0},{"$f":"G145*3*'Refrigeration & Weather'!$C$23","v":0}]
[129,"2012-01-17T03:00:00",0,{"$f":"K146+O146+S146+W146+AA146+AE146+AI146+AM146+AQ146+AU146+AY146+BC146+BG146+BK146+BO146+BS146+BW146+CA146+CE146+CI146+CM146+CQ146+CU146+CY146+DC146+DG146+DK146+DO146+DS146+DW146+EA146+EE146+EI146+EM146+EQ146+EU146+EY146+FC146+FG146+FK146+FO146+FS146+FW146+GA146+GE146+GI146+GM146+GQ146+GU146+GY146+HC146+HG146+HK146+HO146+HS146+HW146+IA146+IE146+II146+IM146+IQ146+IU146+IY146+JC146+JG146+JK146+JO146+JS146+JW146+KA146+KE146+KI146+KM146+KQ146+KU146+KY146+LC146+LG146+LK146+LO146+LS146+LW146+MA146+ME146+MI146+MM146+MQ146+MU146+MY146+NC146+NG146+NK146+NO146+NS146+NW146+OA146+OE146+OI146+OM146+OQ146","v":0},{"$f":"L146+P146+T146+X146+AB146+AF146+AJ146+AN146+AR146+AV146+AZ146+BD146+BH146+BL146+BP146+BT146+BX146+CB146+CF146+CJ146+CN146+CR146+CV146+CZ146+DD146+DH146+DL146+DP146+DT146+DX146+EB146+EF146+EJ146+EN146+ER146+EV146+EZ146+FD146+FH146+FL146+FP146+FT146+FX146+GB146+GF146+GJ146+GN146+GR146+GV146+GZ146+HD146+HH146+HL146+HP146+HT146+HX146+IB146+IF146+IJ146+IN146+IR146+IV146+IZ146+JD146+JH146+JL146+JP146+JT146+JX146+KB146+KF146+KJ146+KN146+KR146+KV146+KZ146+LD146+LH146+LL146+LP146+LT146+LX146+MB146+MF146+MJ146+MN146+MR146+MV146+MZ146+ND146+NH146+NL146+NP146+NT146+NX146+OB146+OF146+OJ146+ON146+OR146","v":0},{"$f":"SUM(C146:E146)","v":0},{"$f":"F146/'Refrigeration & Weather'!$C$22","v":0},{"$f":"G146*3*'Refrigeration & Weather'!$C$23","v":0}]
[130,"2012-01-17T06:00:00",0,0,0,0,{"$f":"F147/'Refrigeration & Weather'!$C$22","v":0},{"$f":"G147*3*'Refrigeration & Weather'!$C$23","v":0}]
[131,{"$f":"B147+1/8","v":"2012-01-17T09:00:00"},0,0,0,0,{"$f":"F148/'Refrigeration & Weather'!$C$22","v":0},{"$f":"G148*3*'Refrigeration & Weather'!$C$23","v":0}]
[132,"2012-01-17T12:00:00",0,0,0,0,{"$f":"F149/'Refrigeration & Weather'!$C$22","v":0},{"$f":"G149*3*'Refrigeration & Weather'!$C$23","v":0}]
[133,"2012-01-17T15:00:00",0,0,0,0,{"$f":"F150/'Refrigeration & Weather'!$C$22","v":0},{"$f":"G150*3*'Refrigeration & Weather'!$C$23","v":0}]
[134,"2012-01-17T18:00:00",0,0,0,0,{"$f":"F151/'Refrigeration & Weather'!$C$22","v":0},{"$f":"G151*3*'Refrigeration & Weather'!$C$23","v":0}]
[135,"2012-01-17T21:00:00",0,0,0,0,{"$f":"F152/'Refrigeration & Weather'!$C$22","v":0},{"$f":"G152*3*'Refrigeration & Weather'!$C$23","v":0}]
[136,"2012-01-18",0,0,0,0,{"$f":"F153/'Refrigeration & Weather'!$C$22","v":0},{"$f":"G153*3*'Refrigeration & Weather'!$C$23","v":0}]
[137,"2012-01-18T03:00:00",0,0,0,0,{"$f":"F154/'Refrigeration & Weather'!$C$22","v":0},{"$f":"G154*3*'Refrigeration & Weather'!$C$23","v":0}]
[138,"2012-01-18T06:00:00",0,0,0,0,{"$f":"F155/'Refrigeration & Weather'!$C$22","v":0},{"$f":"G155*3*'Refrigeration & Weather'!$C$23","v":0}]
[139,"2012-01-18T09:00:00",0,0,0,0,{"$f":"F156/'Refrigeration & Weather'!$C$22","v":0},{"$f":"G156*3*'Refrigeration & Weather'!$C$23","v":0}]
[140,"2012-01-18T12:00:00",0,0,0,0,{"$f":"F157/'Refrigeration & Weather'!$C$22","v":0},{"$f":"G157*3*'Refrigeration & Weather'!$C$23","v":0}]
[141,"2012-01-18T15:00:00",0,0,0,0,{"$f":"F158/'Refrigeration & Weather'!$C$22","v":0},{"$f":"G158*3*'Refrigeration & Weather'!$C$23","v":0}]
[142,"2012-01-18T18:00:00",0,0,0,0,{"$f":"F159/'Refrigeration & Weather'!$C$22","v":0},{"$f":"G159*3*'Refrigeration & Weather'!$C$23","v":0}]
[143,"2012-01-18T21:00:00",0,0,0,0,{"$f":"F160/'Refrigeration & Weather'!$C$22","v":0},{"$f":"G160*3*'Refrigeration & Weather'!$C$23","v":0}]
[144,"2012-01-19",0,0,0,0,{"$f":"F161/'Refrigeration & Weather'!$C$22","v":0},{"$f":"G161*3*'Refrigeration & Weather'!$C$23","v":0}]
[145,"2012-01-19T03:00:00",0,0,0,0,{"$f":"F162/'Refrigeration & Weather'!$C$22","v":0},{"$f":"G162*3*'Refrigeration & Weather'!$C$23","v":0}]
[146,"2012-01-19T06:00:00",0,0,0,0,{"$f":"F163/'Refrigeration & Weather'!$C$22","v":0},{"$f":"G163*3*'Refrigeration & Weather'!$C$23","v":0}]
[147,"2012-01-19T09:00:00",0,0,0,0,{"$f":"F164/'Refrigeration & Weather'!$C$22","v":0},{"$f":"G164*3*'Refrigeration & Weather'!$C$23","v":0}]
[148,"2012-01-19T12:00:00",0,0,0,0,{"$f":"F165/'Refrigeration & Weather'!$C$22","v":0},{"$f":"G165*3*'Refrigeration & Weather'!$C$23","v":0}]
[149,"2012-01-19T15:00:00",0,0,0,0,{"$f":"F166/'Refrigeration & Weather'!$C$22","v":0},{"$f":"G166*3*'Refrigeration & Weather'!$C$23","v":0}]
[150,"2012-01-19T18:00:00",0,0,0,0,{"$f":"F167/'Refrigeration & Weather'!$C$22","v":0},{"$f":"G167*3*'Refrigeration & Weather'!$C$23","v":0}]
[151,"2012-01-19T21:00:00",0,0,0,0,{"$f":"F168/'Refrigeration & Weather'!$C$22","v":0},{"$f":"G168*3*'Refrigeration & Weather'!$C$23","v":0}]
[152,"2012-01-20",0,0,0,0,{"$f":"F169/'Refrigeration & Weather'!$C$22","v":0},{"$f":"G169*3*'Refrigeration & Weather'!$C$23","v":0}]
[153,"2012-01-20T03:00:00",0,0,0,0,{"$f":"F170/'Refrigeration & Weather'!$C$22","v":0},{"$f":"G170*3*'Refrigeration & Weather'!$C$23","v":0}]
[154,"2012-01-20T06:00:00",0,0,0,0,{"$f":"F171/'Refrigeration & Weather'!$C$22","v":0},{"$f":"G171*3*'Refrigeration & Weather'!$C$23","v":0}]
[155,"2012-01-20T09:00:00",0,0,0,0,{"$f":"F172/'Refrigeration & Weather'!$C$22","v":0},{"$f":"G172*3*'Refrigeration & Weather'!$C$23","v":0}]
[156,"2012-01-20T12:00:00",0,0,0,0,{"$f":"F173/'Refrigeration & Weather'!$C$22","v":0},{"$f":"G173*3*'Refrigeration & Weather'!$C$23","v":0}]
[157,"2012-01-20T15:00:00",0,0,0,0,{"$f":"F174/'Refrigeration & Weather'!$C$22","v":0},{"$f":"G174*3*'Refrigeration & Weather'!$C$23","v":0}]
[158,"2012-01-20T18:00:00",0,0,0,0,{"$f":"F175/'Refrigeration & Weather'!$C$22","v":0},{"$f":"G175*3*'Refrigeration & Weather'!$C$23","v":0}]
[159,"2012-01-20T21:00:00",0,0,0,0,{"$f":"F176/'Refrigeration & Weather'!$C$22","v":0},{"$f":"G176*3*'Refrigeration & Weather'!$C$23","v":0}]
[160,"2012-01-21",0,0,0,0,{"$f":"F177/'Refrigeration & Weather'!$C$22","v":0},{"$f":"G177*3*'Refrigeration & Weather'!$C$23","v":0}]
[161,"2012-01-21T03:00:00",0,0,0,0,{"$f":"F178/'Refrigeration & Weather'!$C$22","v":0},{"$f":"G178*3*'Refrigeration & Weather'!$C$23","v":0}]
[162,"2012-01-21T06:00:00",0,0,0,0,{"$f":"F179/'Refrigeration & Weather'!$C$22","v":0},{"$f":"G179*3*'Refrigeration & Weather'!$C$23","v":0}]
[163,"2012-01-21T09:00:00",0,0,0,0,{"$f":"F180/'Refrigeration & Weather'!$C$22","v":0},{"$f":"G180*3*'Refrigeration & Weather'!$C$23","v":0}]
[164,"2012-01-21T12:00:00",0,0,0,0,{"$f":"F181/'Refrigeration & Weather'!$C$22","v":0},{"$f":"G181*3*'Refrigeration & Weather'!$C$23","v":0}]
[165,"2012-01-21T15:00:00",0,0,0,0,{"$f":"F182/'Refrigeration & Weather'!$C$22","v":0},{"$f":"G182*3*'Refrigeration & Weather'!$C$23","v":0}]
[166,"2012-01-21T18:00:00",0,0,0,0,{"$f":"F183/'Refrigeration & Weather'!$C$22","v":0},{"$f":"G183*3*'Refrigeration & Weather'!$C$23","v":0}]
[167,"2012-01-21T21:00:00",0,0,0,0,{"$f":"F184/'Refrigeration & Weather'!$C$22","v":0},{"$f":"G184*3*'Refrigeration & Weather'!$C$23","v":0}]
[168,"2012-01-22",0,0,0,0,{"$f":"F185/'Refrigeration & Weather'!$C$22","v":0},{"$f":"G185*3*'Refrigeration & Weather'!$C$23","v":0}]
[169,"2012-01-22T03:00:00",0,0,0,0,{"$f":"F186/'Refrigeration & Weather'!$C$22","v":0},{"$f":"G186*3*'Refrigeration & Weather'!$C$23","v":0}]
[170,"2012-01-22T06:00:00",0,0,0,0,{"$f":"F187/'Refrigeration & Weather'!$C$22","v":0},{"$f":"G187*3*'Refrigeration & Weather'!$C$23","v":0}]
[171,"2012-01-22T09:00:00",0,0,0,0,{"$f":"F188/'Refrigeration & Weather'!$C$22","v":0},{"$f":"G188*3*'Refrigeration & Weather'!$C$23","v":0}]
[172,"2012-01-22T12:00:00",0,0,0,0,{"$f":"F189/'Refrigeration & Weather'!$C$22","v":0},{"$f":"G189*3*'Refrigeration & Weather'!$C$23","v":0}]
[173,"2012-01-22T15:00:00",0,0,0,0,{"$f":"F190/'Refrigeration & Weather'!$C$22","v":0},{"$f":"G190*3*'Refrigeration & Weather'!$C$23","v":0}]
[174,"2012-01-22T18:00:00",0,0,0,0,{"$f":"F191/'Refrigeration & Weather'!$C$22","v":0},{"$f":"G191*3*'Refrigeration & Weather'!$C$23","v":0}]
[175,"2012-01-22T21:00:00",0,0,0,0,{"$f":"F192/'Refrigeration & Weather'!$C$22","v":0},{"$f":"G192*3*'Refrigeration & Weather'!$C$23","v":0}]
[176,"2012-01-23",0,0,0,0,{"$f":"F193/'Refrigeration & Weather'!$C$22","v":0},{"$f":"G193*3*'Refrigeration & Weather'!$C$23","v":0}]
[177,"2012-01-23T03:00:00",0,0,0,0,{"$f":"F194/'Refrigeration & Weather'!$C$22","v":0},{"$f":"G194*3*'Refrigeration & Weather'!$C$23","v":0}]
[178,"2012-01-23T06:00:00",0,0,0,0,{"$f":"F195/'Refrigeration & Weather'!$C$22","v":0},{"$f":"G195*3*'Refrigeration & Weather'!$C$23","v":0}]
[179,"2012-01-23T09:00:00",0,0,0,0,{"$f":"F196/'Refrigeration & Weather'!$C$22","v":0},{"$f":"G196*3*'Refrigeration & Weather'!$C$23","v":0}]
[180,"2012-01-23T12:00:00",0,0,0,0,{"$f":"F197/'Refrigeration & Weather'!$C$22","v":0},{"$f":"G197*3*'Refrigeration & Weather'!$C$23","v":0}]
[181,"2012-01-23T15:00:00",0,0,0,0,{"$f":"F198/'Refrigeration & Weather'!$C$22","v":0},{"$f":"G198*3*'Refrigeration & Weather'!$C$23","v":0}]
[182,"2012-01-23T18:00:00",0,0,0,0,{"$f":"F199/'Refrigeration & Weather'!$C$22","v":0},{"$f":"G199*3*'Refrigeration & Weather'!$C$23","v":0}]
[183,"2012-01-23T21:00:00",0,0,0,0,{"$f":"F200/'Refrigeration & Weather'!$C$22","v":0},{"$f":"G200*3*'Refrigeration & Weather'!$C$23","v":0}]
[184,"2012-01-24",0,0,0,0,{"$f":"F201/'Refrigeration & Weather'!$C$22","v":0},{"$f":"G201*3*'Refrigeration & Weather'!$C$23","v":0}]
[185,"2012-01-24T03:00:00",0,0,0,0,{"$f":"F202/'Refrigeration & Weather'!$C$22","v":0},{"$f":"G202*3*'Refrigeration & Weather'!$C$23","v":0}]
[186,"2012-01-24T06:00:00",0,0,0,0,{"$f":"F203/'Refrigeration & Weather'!$C$22","v":0},{"$f":"G203*3*'Refrigeration & Weather'!$C$23","v":0}]
[187,"2012-01-24T09:00:00",0,0,0,0,{"$f":"F204/'Refrigeration & Weather'!$C$22","v":0},{"$f":"G204*3*'Refrigeration & Weather'!$C$23","v":0}]
[188,"2012-01-24T12:00:00",0,0,0,0,{"$f":"F205/'Refrigeration & Weather'!$C$22","v":0},{"$f":"G205*3*'Refrigeration & Weather'!$C$23","v":0}]
[189,"2012-01-24T15:00:00",0,0,0,0,{"$f":"F206/'Refrigeration & Weather'!$C$22","v":0},{"$f":"G206*3*'Refrigeration & Weather'!$C$23","v":0}]
[190,"2012-01-24T18:00:00",0,0,0,0,{"$f":"F207/'Refrigeration & Weather'!$C$22","v":0},{"$f":"G207*3*'Refrigeration & Weather'!$C$23","v":0}]
[191,"2012-01-24T21:00:00",0,0,0,0,{"$f":"F208/'Refrigeration & Weather'!$C$22","v":0},{"$f":"G208*3*'Refrigeration & Weather'!$C$23","v":0}]
[192,"2012-01-25",{"$f":"J209+N209+R209+V209+Z209+AD209+AH209+AL209+AP209+AT209+AX209+BB209+BF209+BJ209+BN209+BR209+BV209+BZ209+CD209+CH209+CL209+CP209+CT209+CX209+DB209+DF209+DJ209+DN209+DR209+DV209+DZ209+ED209+EH209+EL209+EP209+ET209+EX209+FB209+FF209+FJ209+FN209+FR209+FV209+FZ209+GD209+GH209+GL209+GP209+GT209+GX209+HB209+HF209+HJ209+HN209+HR209+HV209+HZ209+ID209+IH209+IL209+IP209+IT209+IX209+JB209+JF209+JJ209+JN209+JR209+JV209+JZ209+KD209+KH209+KL209+KP209+KT209+KX209+LB209+LF209+LJ209+LN209+LR209+LV209+LZ209+MD209+MH209+ML209+MP209+MT209+MX209+NB209+NF209+NJ209+NN209+NR209+NV209+NZ209+OD209+OH209+OL209+OP209","v":0},0,0,0,{"$f":"F209/'Refrigeration & Weather'!$C$22","v":0},{"$f":"G209*3*'Refrigeration & Weather'!$C$23","v":0}]
[193,"2012-01-25T03:00:00",0,{"$f":"K210+O210+S210+W210+AA210+AE210+AI210+AM210+AQ210+AU210+AY210+BC210+BG210+BK210+BO210+BS210+BW210+CA210+CE210+CI210+CM210+CQ210+CU210+CY210+DC210+DG210+DK210+DO210+DS210+DW210+EA210+EE210+EI210+EM210+EQ210+EU210+EY210+FC210+FG210+FK210+FO210+FS210+FW210+GA210+GE210+GI210+GM210+GQ210+GU210+GY210+HC210+HG210+HK210+HO210+HS210+HW210+IA210+IE210+II210+IM210+IQ210+IU210+IY210+JC210+JG210+JK210+JO210+JS210+JW210+KA210+KE210+KI210+KM210+KQ210+KU210+KY210+LC210+LG210+LK210+LO210+LS210+LW210+MA210+ME210+MI210+MM210+MQ210+MU210+MY210+NC210+NG210+NK210+NO210+NS210+NW210+OA210+OE210+OI210+OM210+OQ210","v":0},{"$f":"L210+P210+T210+X210+AB210+AF210+AJ210+AN210+AR210+AV210+AZ210+BD210+BH210+BL210+BP210+BT210+BX210+CB210+CF210+CJ210+CN210+CR210+CV210+CZ210+DD210+DH210+DL210+DP210+DT210+DX210+EB210+EF210+EJ210+EN210+ER210+EV210+EZ210+FD210+FH210+FL210+FP210+FT210+FX210+GB210+GF210+GJ210+GN210+GR210+GV210+GZ210+HD210+HH210+HL210+HP210+HT210+HX210+IB210+IF210+IJ210+IN210+IR210+IV210+IZ210+JD210+JH210+JL210+JP210+JT210+JX210+KB210+KF210+KJ210+KN210+KR210+KV210+KZ210+LD210+LH210+LL210+LP210+LT210+LX210+MB210+MF210+MJ210+MN210+MR210+MV210+MZ210+ND210+NH210+NL210+NP210+NT210+NX210+OB210+OF210+OJ210+ON210+OR210","v":0},{"$f":"SUM(C210:E210)","v":0},{"$f":"F210/'Refrigeration & Weather'!$C$22","v":0},{"$f":"G210*3*'Refrigeration & Weather'!$C$23","v":0}]
[194,"2012-01-25T06:00:00",0,0,0,0,{"$f":"F211/'Refrigeration & Weather'!$C$22","v":0},{"$f":"G211*3*'Refrigeration & Weather'!$C$23","v":0}]
[195,{"$f":"B211+1/8","v":"2012-01-25T09:00:00"},0,0,0,0,{"$f":"F212/'Refrigeration & Weather'!$C$22","v":0},{"$f":"G212*3*'Refrigeration & Weather'!$C$23","v":0}]
[196,"2012-01-25T12:00:00",0,0,0,0,{"$f":"F213/'Refrigeration & Weather'!$C$22","v":0},{"$f":"G213*3*'Refrigeration & Weather'!$C$23","v":0}]
[197,"2012-01-25T15:00:00",0,0,0,0,{"$f":"F214/'Refrigeration & Weather'!$C$22","v":0},{"$f":"G214*3*'Refrigeration & Weather'!$C$23","v":0}]
[198,"2012-01-25T18:00:00",0,0,0,0,{"$f":"F215/'Refrigeration & Weather'!$C$22","v":0},{"$f":"G215*3*'Refrigeration & Weather'!$C$23","v":0}]
[199,"2012-01-25T21:00:00",0,0,0,0,{"$f":"F216/'Refrigeration & Weather'!$C$22","v":0},{"$f":"G216*3*'Refrigeration & Weather'!$C$23","v":0}]
[200,"2012-01-26",0,0,0,0,{"$f":"F217/'Refrigeration & Weather'!$C$22","v":0},{"$f":"G217*3*'Refrigeration & Weather'!$C$23","v":0}]
[201,"2012-01-26T03:00:00",0,0,0,0,{"$f":"F218/'Refrigeration & Weather'!$C$22","v":0},{"$f":"G218*3*'Refrigeration & Weather'!$C$23","v":0}]
[202,"2012-01-26T06:00:00",0,0,0,0,{"$f":"F219/'Refrigeration & Weather'!$C$22","v":0},{"$f":"G219*3*'Refrigeration & Weather'!$C$23","v":0}]
[203,"2012-01-26T09:00:00",0,0,0,0,{"$f":"F220/'Refrigeration & Weather'!$C$22","v":0},{"$f":"G220*3*'Refrigeration & Weather'!$C$23","v":0}]
[204,"2012-01-26T12:00:00",0,0,0,0,{"$f":"F221/'Refrigeration & Weather'!$C$22","v":0},{"$f":"G221*3*'Refrigeration & Weather'!$C$23","v":0}]
[205,"2012-01-26T15:00:00",0,0,0,0,{"$f":"F222/'Refrigeration & Weather'!$C$22","v":0},{"$f":"G222*3*'Refrigeration & Weather'!$C$23","v":0}]
[206,"2012-01-26T18:00:00",0,0,0,0,{"$f":"F223/'Refrigeration & Weather'!$C$22","v":0},{"$f":"G223*3*'Refrigeration & Weather'!$C$23","v":0}]
[207,"2012-01-26T21:00:00",0,0,0,0,{"$f":"F224/'Refrigeration & Weather'!$C$22","v":0},{"$f":"G224*3*'Refrigeration & Weather'!$C$23","v":0}]
[208,"2012-01-27",0,0,0,0,{"$f":"F225/'Refrigeration & Weather'!$C$22","v":0},{"$f":"G225*3*'Refrigeration & Weather'!$C$23","v":0}]
[209,"2012-01-27T03:00:00",0,0,0,0,{"$f":"F226/'Refrigeration & Weather'!$C$22","v":0},{"$f":"G226*3*'Refrigeration & Weather'!$C$23","v":0}]
[210,"2012-01-27T06:00:00",0,0,0,0,{"$f":"F227/'Refrigeration & Weather'!$C$22","v":0},{"$f":"G227*3*'Refrigeration & Weather'!$C$23","v":0}]
[211,"2012-01-27T09:00:00",0,0,0,0,{"$f":"F228/'Refrigeration & Weather'!$C$22","v":0},{"$f":"G228*3*'Refrigeration & Weather'!$C$23","v":0}]
[212,"2012-01-27T12:00:00",0,0,0,0,{"$f":"F229/'Refrigeration & Weather'!$C$22","v":0},{"$f":"G229*3*'Refrigeration & Weather'!$C$23","v":0}]
[213,"2012-01-27T15:00:00",0,0,0,0,{"$f":"F230/'Refrigeration & Weather'!$C$22","v":0},{"$f":"G230*3*'Refrigeration & Weather'!$C$23","v":0}]
[214,"2012-01-27T18:00:00",0,0,0,0,{"$f":"F231/'Refrigeration & Weather'!$C$22","v":0},{"$f":"G231*3*'Refrigeration & Weather'!$C$23","v":0}]
[215,"2012-01-27T21:00:00",0,0,0,0,{"$f":"F232/'Refrigeration & Weather'!$C$22","v":0},{"$f":"G232*3*'Refrigeration & Weather'!$C$23","v":0}]
[216,"2012-01-28",0,0,0,0,{"$f":"F233/'Refrigeration & Weather'!$C$22","v":0},{"$f":"G233*3*'Refrigeration & Weather'!$C$23","v":0}]
[217,"2012-01-28T03:00:00",0,0,0,0,{"$f":"F234/'Refrigeration & Weather'!$C$22","v":0},{"$f":"G234*3*'Refrigeration & Weather'!$C$23","v":0}]
[218,"2012-01-28T06:00:00",0,0,0,0,{"$f":"F235/'Refrigeration & Weather'!$C$22","v":0},{"$f":"G235*3*'Refrigeration & Weather'!$C$23","v":0}]
[219,"2012-01-28T09:00:00",0,0,0,0,{"$f":"F236/'Refrigeration & Weather'!$C$22","v":0},{"$f":"G236*3*'Refrigeration & Weather'!$C$23","v":0}]
[220,"2012-01-28T12:00:00",0,0,0,0,{"$f":"F237/'Refrigeration & Weather'!$C$22","v":0},{"$f":"G237*3*'Refrigeration & Weather'!$C$23","v":0}]
[221,"2012-01-28T15:00:00",0,0,0,0,{"$f":"F238/'Refrigeration & Weather'!$C$22","v":0},{"$f":"G238*3*'Refrigeration & Weather'!$C$23","v":0}]
[222,"2012-01-28T18:00:00",0,0,0,0,{"$f":"F239/'Refrigeration & Weather'!$C$22","v":0},{"$f":"G239*3*'Refrigeration & Weather'!$C$23","v":0}]
[223,"2012-01-28T21:00:00",0,0,0,0,{"$f":"F240/'Refrigeration & Weather'!$C$22","v":0},{"$f":"G240*3*'Refrigeration & Weather'!$C$23","v":0}]
[224,"2012-01-29",0,0,0,0,{"$f":"F241/'Refrigeration & Weather'!$C$22","v":0},{"$f":"G241*3*'Refrigeration & Weather'!$C$23","v":0}]
[225,"2012-01-29T03:00:00",0,0,0,0,{"$f":"F242/'Refrigeration & Weather'!$C$22","v":0},{"$f":"G242*3*'Refrigeration & Weather'!$C$23","v":0}]
[226,"2012-01-29T06:00:00",0,0,0,0,{"$f":"F243/'Refrigeration & Weather'!$C$22","v":0},{"$f":"G243*3*'Refrigeration & Weather'!$C$23","v":0}]
[227,"2012-01-29T09:00:00",0,0,0,0,{"$f":"F244/'Refrigeration & Weather'!$C$22","v":0},{"$f":"G244*3*'Refrigeration & Weather'!$C$23","v":0}]
[228,"2012-01-29T12:00:00",0,0,0,0,{"$f":"F245/'Refrigeration & Weather'!$C$22","v":0},{"$f":"G245*3*'Refrigeration & Weather'!$C$23","v":0}]
[229,"2012-01-29T15:00:00",0,0,0,0,{"$f":"F246/'Refrigeration & Weather'!$C$22","v":0},{"$f":"G246*3*'Refrigeration & Weather'!$C$23","v":0}]
[230,"2012-01-29T18:00:00",0,0,0,0,{"$f":"F247/'Refrigeration & Weather'!$C$22","v":0},{"$f":"G247*3*'Refrigeration & Weather'!$C$23","v":0}]
[231,"2012-01-29T21:00:00",0,0,0,0,{"$f":"F248/'Refrigeration & Weather'!$C$22","v":0},{"$f":"G248*3*'Refrigeration & Weather'!$C$23","v":0}]
[232,"2012-01-30",0,0,0,0,{"$f":"F249/'Refrigeration & Weather'!$C$22","v":0},{"$f":"G249*3*'Refrigeration & Weather'!$C$23","v":0}]
[233,"2012-01-30T03:00:00",0,0,0,0,{"$f":"F250/'Refrigeration & Weather'!$C$22","v":0},{"$f":"G250*3*'Refrigeration & Weather'!$C$23","v":0}]
[235,"2012-01-30T09:00:00",0,0,0,0,{"$f":"F252/'Refrigeration & Weather'!$C$22","v":0},{"$f":"G252*3*'Refrigeration & Weather'!$C$23","v":0}]
[237,"2012-01-30T15:00:00",0,0,0,0,{"$f":"F254/'Refrigeration & Weather'!$C$22","v":0},{"$f":"G254*3*'Refrigeration & Weather'!$C$23","v":0}]
[240,"2012-01-31",0,0,0,0,{"$f":"F257/'Refrigeration & Weather'!$C$22","v":0},{"$f":"G257*3*'Refrigeration & Weather'!$C$23","v":0}]
[242,"2012-01-31T06:00:00",0,0,0,0,{"$f":"F259/'Refrigeration & Weather'!$C$22","v":0},{"$f":"G259*3*'Refrigeration & Weather'!$C$23","v":0}]
[246,"2012-01-31T18:00:00",0,0,0,0,{"$f":"F263/'Refrigeration & Weather'!$C$22","v":0},{"$f":"G263*3*'Refrigeration & Weather'!$C$23","v":0}]
[249,"2012-02-01T03:00:00",0,0,0,0,{"$f":"F266/'Refrigeration & Weather'!$C$22","v":0},{"$f":"G266*3*'Refrigeration & Weather'!$C$23","v":0}]
[251,"2012-02-01T09:00:00",55.864460762562793,0,0,55.864460762562793,{"$f":"F268/'Refrigeration & Weather'!$C$22","v":25.107622814634968},{"$f":"G268*3*'Refrigeration & Weather'!$C$23","v":18.830717110976227},null,null,null,null,null,null,null,null,null,null,null,null,null,null,null,null,null,null,null,null,null,null,null,null,null,null,null,null,null,null,null,null,null,null,null,null,null,null,null,null,null,null,null,null,null,null,null,null,null,null,null,null,null,null,null,null,null,null,null,null,null,null,null,null,null,null,null,null,null,null,null,null,null,null,null,null,10.710748934764673,12.421122824377875,null,null,null,null,null,null,null,null,null,null,null,null,null,null,null,null,null,null,null,null,null,null,null,null,null,null,null,null,null,null,null,null,null,null,null,null,null,null,null,null,null,null,null,null,null,null,null,null,null,null,null,null,null,null,null,null,null,null,null,null,null,null,null,null,null,null,null,null,null,null,null,null,null,null,null,null,null,null,10.74389739516735,10.753458257877966,null,null,null,null,null,null,null,null,null,null,null,null,null,null,null,null,null,null,null,null,null,null,null,null,null,null,null,null,null,null,null,null,null,null,null,null,null,null,null,null,null,null,null,null,null,null,null,null,null,null,null,null,null,null,null,null,null,null,null,null,null,null,null,null,null,null,null,null,null,null,null,null,null,null,null,null,null,null,10.730076571355125,11.4089192012833,null,null,null,null,null,null,null,null,null,null,null,null,null,null,null,null,null,null,null,null,null,null,null,null,null,null,null,null,null,null,null,null,null,null,null,null,null,null,null,null,null,null,null,null,null,null,null,null,null,null,null,null,null,null,null,null,null,null,null,null,null,null,null,null,null,null,null,null,null,null,null,null,null,null,null,null,null,null,10.745519667898897,10.704994903469034,null,null,null,null,null,null,null,null,null,null,null,null,null,null,null,null,null,null,null,null,null,null,null,null,null,null,null,null,null,null,null,null,null,null,null,null,null,null,null,null,null,null,null,null,null,null,null,null,null,null,null,null,null,null,null,null,null,null,null,null,null,null,null,null,null,null,null,null,null,null,null,null,null,null,null,null,null,null,10.747831351672053,10.575965575554621]
[252,"2012-02-01T12:00:00",27.720324451898552,0,0,27.720324451898552,{"$f":"F269/'Refrigeration & Weather'!$C$22","v":12.458572787370137},{"$f":"G269*3*'Refrigeration & Weather'!$C$23","v":9.343929590527603},null,null,null,null,null,null,null,null,null,null,null,null,null,null,null,null,null,null,null,null,null,null,null,null,null,null,null,null,null,null,null,null,null,null,null,null,null,null,null,null,null,null,null,null,null,null,null,null,null,null,null,null,null,null,null,null,null,null,null,null,null,null,null,null,null,null,null,null,null,null,null,null,null,null,null,null,10.62992417469032,7.8133116088901398,null,null,null,null,null,null,null,null,null,null,null,null,null,null,null,null,null,null,null,null,null,null,null,null,null,null,null,null,null,null,null,null,null,null,null,null,null,null,null,null,null,null,null,null,null,null,null,null,null,null,null,null,null,null,null,null,null,null,null,null,null,null,null,null,null,null,null,null,null,null,null,null,null,null,null,null,null,null,10.702939206771234,4.7823401715158678,null,null,null,null,null,null,null,null,null,null,null,null,null,null,null,null,null,null,null,null,null,null,null,null,null,null,null,null,null,null,null,null,null,null,null,null,null,null,null,null,null,null,null,null,null,null,null,null,null,null,null,null,null,null,null,null,null,null,null,null,null,null,null,null,null,null,null,null,null,null,null,null,null,null,null,null,null,null,10.673971932347412,5.9160978424797461,null,null,null,null,null,null,null,null,null,null,null,null,null,null,null,null,null,null,null,null,null,null,null,null,null,null,null,null,null,null,null,null,null,null,null,null,null,null,null,null,null,null,null,null,null,null,null,null,null,null,null,null,null,null,null,null,null,null,null,null,null,null,null,null,null,null,null,null,null,null,null,null,null,null,null,null,null,null,10.705470439022582,4.7208842799698241,null,null,null,null,null,null,null,null,null,null,null,null,null,null,null,null,null,null,null,null,null,null,null,null,null,null,null,null,null,null,null,null,null,null,null,null,null,null,null,null,null,null,null,null,null,null,null,null,null,null,null,null,null,null,null,null,null,null,null,null,null,null,null,null,null,null,null,null,null,null,null,null,null,null,null,null,null,null,10.710861156278069,4.4876905490429726]
[256,"2012-02-02",{"$f":"J273+N273+R273+V273+Z273+AD273+AH273+AL273+AP273+AT273+AX273+BB273+BF273+BJ273+BN273+BR273+BV273+BZ273+CD273+CH273+CL273+CP273+CT273+CX273+DB273+DF273+DJ273+DN273+DR273+DV273+DZ273+ED273+EH273+EL273+EP273+ET273+EX273+FB273+FF273+FJ273+FN273+FR273+FV273+FZ273+GD273+GH273+GL273+GP273+GT273+GX273+HB273+HF273+HJ273+HN273+HR273+HV273+HZ273+ID273+IH273+IL273+IP273+IT273+IX273+JB273+JF273+JJ273+JN273+JR273+JV273+JZ273+KD273+KH273+KL273+KP273+KT273+KX273+LB273+LF273+LJ273+LN273+LR273+LV273+LZ273+MD273+MH273+ML273+MP273+MT273+MX273+NB273+NF273+NJ273+NN273+NR273+NV273+NZ273+OD273+OH273+OL273+OP273","v":401.58489103178374},0,0,401.58489103178374,{"$f":"F273/'Refrigeration & Weather'!$C$22","v":180.487591474959},{"$f":"G273*3*'Refrigeration & Weather'!$C$23","v":135.36569360621925},null,null,null,null,null,null,null,null,null,null,null,null,null,null,null,null,null,null,null,null,null,null,null,null,null,null,null,null,null,null,null,null,null,null,null,null,null,null,null,null,null,null,null,null,null,null,null,null,null,null,null,null,null,null,null,null,null,null,null,null,null,null,null,null,null,null,null,null,null,null,null,null,null,null,null,null,7.7875210311038758,83.608621717463066,null,null,null,null,null,null,null,null,null,null,null,null,null,null,null,null,null,null,null,null,null,null,null,null,null,null,null,null,null,null,null,null,null,null,null,null,null,null,null,null,null,null,null,null,null,null,null,null,null,null,null,null,null,null,null,null,null,null,null,null,null,null,null,null,null,null,null,null,null,null,null,null,null,null,null,null,null,null,8.9213695567664821,80.158279680364956,null,null,null,null,null,null,null,null,null,null,null,null,null,null,null,null,null,null,null,null,null,null,null,null,null,null,null,null,null,null,null,null,null,null,null,null,null,null,null,null,null,null,null,null,null,null,null,null,null,null,null,null,null,null,null,null,null,null,null,null,null,null,null,null,null,null,null,null,null,null,null,null,null,null,null,null,null,null,8.4034221351040355,82.161403738212442,null,null,null,null,null,null,null,null,null,null,null,null,null,null,null,null,null,null,null,null,null,null,null,null,null,null,null,null,null,null,null,null,null,null,null,null,null,null,null,null,null,null,null,null,null,null,null,null,null,null,null,null,null,null,null,null,null,null,null,null,null,null,null,null,null,null,null,null,null,null,null,null,null,null,null,null,null,null,8.9581159565720085,77.343973591767622,null,null,null,null,null,null,null,null,null,null,null,null,null,null,null,null,null,null,null,null,null,null,null,null,null,null,null,null,null,null,null,null,null,null,null,null,null,null,null,null,null,null,null,null,null,null,null,null,null,null,null,null,null,null,null,null,null,null,null,null,null,null,null,null,null,null,null,null,null,null,null,null,null,null,null,null,null,null,9.0931404836989032,78.312612303975683]
[258,"2012-02-02T06:00:00",426.60967843848493,0,0,426.60967843848493,{"$f":"F275/'Refrigeration & Weather'!$C$22","v":191.73468693864496},{"$f":"G275*3*'Refrigeration & Weather'!$C$23","v":143.80101520398372},null,null,null,null,null,null,null,null,null,null,null,null,null,null,null,null,9.0999999999999979,-0.71965535797117108,null,null,null,null,null,null,null,null,null,null,10.466666666666667,4.3179321478270234,null,null,null,null,null,null,null,null,null,null,null,null,null,null,null,null,null,null,null,null,null,null,null,null,null,null,null,null,null,null,null,null,null,null,null,null,null,null,null,null,null,null,null,null,null,null,5.1239752618422836,76.286711618809733,null,null,null,null,null,null,null,null,null,null,null,null,null,null,null,null,null,null,null,null,null,null,null,null,null,null,null,null,null,null,10.466666666666667,4.3179321478270234,null,null,null,null,null,null,null,null,null,null,null,null,null,null,null,null,null,null,null,null,null,null,null,null,null,null,null,null,null,null,null,null,null,null,null,null,null,null,null,null,null,null,null,null,null,null,6.1338926186597762,83.672960686303952,null,null,null,null,null,null,null,null,null,null,null,null,null,null,null,null,null,null,null,null,null,null,null,null,null,null,null,null,null,null,10.466666666666667,4.3179321478270234,null,null,null,null,null,null,null,null,null,null,null,null,null,null,null,null,null,null,null,null,null,null,null,null,null,null,null,null,null,null,null,null,null,null,null,null,null,null,null,null,null,null,null,null,null,null,5.7085648899645642,78.428299254111877,null,null,null,null,null,null,null,null,null,null,null,null,null,null,null,null,null,null,null,null,null,null,null,null,null,null,null,null,null,null,10.466666666666667,4.3179321478270234,null,null,null,null,null,null,null,null,null,null,null,null,null,null,null,null,null,null,null,null,null,null,null,null,null,null,null,null,null,null,null,null,null,null,null,null,null,null,null,null,null,null,null,null,null,null,6.2637443234959065,82.417150316586287,null,null,null,null,null,null,null,null,null,null,null,null,null,null,null,null,null,null,null,null,null,null,null,null,null,null,null,null,null,null,10.466666666666667,4.3179321478270234,null,null,null,null,null,null,null,null,null,null,null,null,null,null,null,null,null,null,null,null,null,null,null,null,null,null,null,null,null,null,null,null,null,null,null,null,null,null,null,null,null,null,null,null,null,null,6.2889718148435696,84.934551181509107]
[261,"2012-02-02T15:00:00",589.21550822579684,0,0,589.21550822579684,{"$f":"F278/'Refrigeration & Weather'!$C$22","v":264.81595875316714},{"$f":"G278*3*'Refrigeration & Weather'!$C$23","v":198.61196906487535},null,null,null,null,null,null,null,null,null,null,null,null,null,null,null,null,7.4264371847090302,79.531909355904475,null,null,null,null,null,null,null,null,null,null,10.162532263383904,18.355506490367937,null,null,null,null,null,null,null,null,null,null,null,null,null,null,10.972492268025128,10.872023195131643,null,null,null,null,null,null,null,null,null,null,null,null,null,null,null,null,null,null,null,null,null,null,null,null,null,null,null,null,null,null,1.8849635657855388,59.474620257138248,null,null,null,null,null,null,null,null,null,null,null,null,null,null,null,null,null,null,null,null,null,null,null,null,null,null,null,null,null,null,10.153702530205216,18.687011584683802,null,null,null,null,null,null,null,null,null,null,null,null,null,null,10.979021993521455,10.57151561953115,null,null,null,null,null,null,null,null,null,null,null,null,null,null,null,null,null,null,null,null,null,null,null,null,null,null,null,null,null,null,2.0451773056570262,79.734228416510845,null,null,null,null,null,null,null,null,null,null,null,null,null,null,null,null,null,null,null,null,null,null,null,null,null,null,null,null,null,null,10.152613195396929,18.712597829413856,null,null,null,null,null,null,null,null,null,null,null,null,null,null,10.980822219632596,10.473831414879708,null,null,null,null,null,null,null,null,null,null,null,null,null,null,null,null,null,null,null,null,null,null,null,null,null,null,null,null,null,null,2.2704463043477716,64.584164734798634,null,null,null,null,null,null,null,null,null,null,null,null,null,null,null,null,null,null,null,null,null,null,null,null,null,null,null,null,null,null,10.153403190949929,18.755617754589533,null,null,null,null,null,null,null,null,null,null,null,null,null,null,10.977981566769932,10.611646631844431,null,null,null,null,null,null,null,null,null,null,null,null,null,null,null,null,null,null,null,null,null,null,null,null,null,null,null,null,null,null,2.0845378391715448,76.185573900869656,null,null,null,null,null,null,null,null,null,null,null,null,null,null,null,null,null,null,null,null,null,null,null,null,null,null,null,null,null,null,10.156503582323456,18.552575811689184,null,null,null,null,null,null,null,null,null,null,null,null,null,null,10.981710173078802,10.423916497000178,null,null,null,null,null,null,null,null,null,null,null,null,null,null,null,null,null,null,null,null,null,null,null,null,null,null,null,null,null,null,2.022374465762343,83.688768731443588]
[265,"2012-02-03T03:00:00",1006.9224684221865,0,0,1006.9224684221865,{"$f":"F282/'Refrigeration & Weather'!$C$22","v":452.54942400997152},{"$f":"G282*3*'Refrigeration & Weather'!$C$23","v":339.41206800747864},null,null,null,null,null,null,null,null,null,null,null,null,null,null,null,null,1.8763399810657795,63.849264729992584,null,null,null,null,null,null,null,null,null,null,5.8818088828446164,130.41624318632935,null,null,null,null,null,null,null,null,null,null,null,null,null,null,9.5448622537098302,42.071842842558532,null,null,null,null,null,null,null,null,null,null,null,null,null,null,null,null,null,null,null,null,null,null,null,null,null,null,null,null,null,null,-0.43339854020031304,24.454353690214219,null,null,null,null,null,null,null,null,null,null,null,null,null,null,null,null,null,null,null,null,null,null,null,null,null,null,null,null,null,null,5.8892738133318616,127.13255357463945,null,null,null,null,null,null,null,null,null,null,null,null,null,null,9.5812341849588396,42.454092855002322,null,null,null,null,null,null,null,null,null,null,null,null,null,null,null,null,null,null,null,null,null,null,null,null,null,null,null,null,null,null,-0.74984492828528615,21.537201416576689,null,null,null,null,null,null,null,null,null,null,null,null,null,null,null,null,null,null,null,null,null,null,null,null,null,null,null,null,null,null,5.8541751934306783,126.5395574453521,null,null,null,null,null,null,null,null,null,null,null,null,null,null,9.6031620394649693,42.308629422827302,null,null,null,null,null,null,null,null,null,null,null,null,null,null,null,null,null,null,null,null,null,null,null,null,null,null,null,null,null,null,-0.33618914327244059,27.202971539429356,null,null,null,null,null,null,null,null,null,null,null,null,null,null,null,null,null,null,null,null,null,null,null,null,null,null,null,null,null,null,5.9140538296562317,109.06560271220835,null,null,null,null,null,null,null,null,null,null,null,null,null,null,9.5799552638716694,42.323117224632526,null,null,null,null,null,null,null,null,null,null,null,null,null,null,null,null,null,null,null,null,null,null,null,null,null,null,null,null,null,null,-0.54082385180884862,22.98066256813496,null,null,null,null,null,null,null,null,null,null,null,null,null,null,null,null,null,null,null,null,null,null,null,null,null,null,null,null,null,null,5.9445237397209532,122.1037642636804,null,null,null,null,null,null,null,null,null,null,null,null,null,null,9.6146779766489683,42.261245542691739,null,null,null,null,null,null,null,null,null,null,null,null,null,null,null,null,null,null,null,null,null,null,null,null,null,null,null,null,null,null,-0.81737867800214914,20.221365407916622]
[267,"2012-02-03T09:00:00",885.10015038704671,0,0,885.10015038704671,{"$f":"F284/'Refrigeration & Weather'!$C$22","v":397.79782039867274},{"$f":"G284*3*'Refrigeration & Weather'!$C$23","v":298.34836529900457},null,null,null,null,null,null,null,null,null,null,null,null,null,null,null,null,0.47927948281210186,35.955556782085075,null,null,null,null,null,null,null,null,null,null,2.2584691114104714,92.069683427830199,null,null,null,null,null,null,null,null,null,null,11.504213259005294,18.279924728687845,null,null,8.3212301735585452,41.568506200384405,null,null,null,null,null,null,null,null,null,null,null,null,null,null,null,null,null,null,null,null,null,null,null,null,null,null,null,null,null,null,-0.84048213889119927,14.05697507989821,null,null,null,null,null,null,10.92219391494636,9.9409069357637083,null,null,null,null,null,null,null,null,null,null,null,null,null,null,null,null,null,null,null,null,null,null,2.3567654822882411,90.735183381847065,null,null,null,null,null,null,null,null,null,null,11.496600410803573,18.648737711977873,null,null,8.3426499561619849,42.020461740068427,null,null,null,null,null,null,null,null,null,null,null,null,null,null,null,null,null,null,null,null,null,null,null,null,null,null,null,null,null,null,-1.0467427440724051,11.052479361335861,null,null,null,null,null,null,10.922558493211483,9.9169674902923042,null,null,null,null,null,null,null,null,null,null,null,null,null,null,null,null,null,null,null,null,null,null,2.3494464264240476,90.346081997693886,null,null,null,null,null,null,null,null,null,null,11.503625052844301,18.28843851261519,null,null,8.3679754431748172,41.926481761117557,null,null,null,null,null,null,null,null,null,null,null,null,null,null,null,null,null,null,null,null,null,null,null,null,null,null,null,null,null,null,-0.80023239983970096,15.155830246991856,null,null,null,null,null,null,10.922730622552796,9.9052564222545154,null,null,null,null,null,null,null,null,null,null,null,null,null,null,null,null,null,null,null,null,null,null,2.9474340573283473,81.078602449856021,null,null,null,null,null,null,null,null,null,null,11.489091577751147,19.011763522971208,null,null,8.3457686604144588,41.890705268652042,null,null,null,null,null,null,null,null,null,null,null,null,null,null,null,null,null,null,null,null,null,null,null,null,null,null,null,null,null,null,-0.89798595885365518,12.786810298660834,null,null,null,null,null,null,10.922900081716991,9.8941065312767495,null,null,null,null,null,null,null,null,null,null,null,null,null,null,null,null,null,null,null,null,null,null,2.536744694627068,89.1542954948643,null,null,null,null,null,null,null,null,null,null,11.488077199119775,19.132122073135388,null,null,8.3800931885086225,41.913724978967039,null,null,null,null,null,null,null,null,null,null,null,null,null,null,null,null,null,null,null,null,null,null,null,null,null,null,null,null,null,null,-1.082418284793879,10.37054798781902]
[270,"2012-02-03T18:00:00",832.08670377006194,0,0,832.08670377006194,{"$f":"F287/'Refrigeration & Weather'!$C$22","v":373.9715522562077},{"$f":"G287*3*'Refrigeration & Weather'!$C$23","v":280.47866419215575},null,null,null,null,null,null,null,null,12.107728153395394,5.7812396421748868,null,null,13.005083543104696,9.0601679663272279,null,null,-0.46415837970643842,10.076869801961994,null,null,null,null,null,null,null,null,null,null,-0.30607669469457366,23.466622474373956,null,null,10.200000000000001,7.8054927287642357,null,null,9.4768711882705823,31.03537209054981,null,null,10.925536328151827,21.795229271742059,null,null,6.5985316641342964,40.33089836836642,null,null,null,null,null,null,null,null,null,null,null,null,null,null,null,null,null,null,null,null,null,null,null,null,null,null,null,null,null,null,-1.0832659042914363,1.8969883236171914,null,null,null,null,null,null,10.876140878933827,1.5376527542688674,null,null,11.271679096782085,16.863268091733257,null,null,11.486305538239801,21.641706983900605,null,null,null,null,null,null,null,null,null,null,null,null,null,null,-0.23655529104567996,24.698689536525091,null,null,10.200000000000001,7.8054927287642357,null,null,9.4777857878007552,30.962582149249346,null,null,10.909895210106152,21.744552211148285,null,null,6.5990429815262335,40.723511340396172,null,null,null,null,null,null,null,null,null,null,null,null,null,null,null,null,null,null,null,null,null,null,null,null,null,null,null,null,null,null,-1.1910470078970661,0.59762672215242962,null,null,null,null,null,null,10.877169008771006,1.5233919229678241,null,null,11.270600462260889,16.917388577612051,null,null,11.480777010059192,22.047316960120007,null,null,null,null,null,null,null,null,null,null,null,null,null,null,-0.24370889374727536,24.746629101552273,null,null,10.200000000000001,7.8054927287642357,null,null,9.4724704469267103,31.424379188202732,null,null,10.927767150446915,21.657447921860772,null,null,6.6283954070233504,40.654005336662443,null,null,null,null,null,null,null,null,null,null,null,null,null,null,null,null,null,null,null,null,null,null,null,null,null,null,null,null,null,null,-1.0701079712894521,2.1649466827662938,null,null,null,null,null,null,10.877667057366665,1.516315664296489,null,null,11.278957767252766,16.507311952957753,null,null,11.499279708448373,21.485601928133285,null,null,null,null,null,null,null,null,null,null,null,null,null,null,0.27247079053992018,31.552342889561331,null,null,10.200000000000001,7.8054927287642357,null,null,9.460476830690439,32.209839465091171,null,null,10.894031155086358,21.787775568520853,null,null,6.6080212338396347,40.616149354544184,null,null,null,null,null,null,null,null,null,null,null,null,null,null,null,null,null,null,null,null,null,null,null,null,null,null,null,null,null,null,-1.1032231662631007,1.4601743437039898,null,null,null,null,null,null,10.878155453911544,1.5093444312526514,null,null,11.266337647173792,17.127494644406426,null,null,11.481281321784088,21.704409092495226,null,null,null,null,null,null,null,null,null,null,null,null,null,null,-0.11525684644498936,26.756958477396129,null,null,10.200000000000001,7.8054927287642357,null,null,9.4615589867411369,32.223277699573686,null,null,10.87964788668625,22.227195917413251,null,null,6.6408656558355883,40.651785333435527,null,null,null,null,null,null,null,null,null,null,null,null,null,null,null,null,null,null,null,null,null,null,null,null,null,null,null,null,null,null,-1.2076971868830797,0.37477994322695074]
[271,"2012-02-03T21:00:00",1469.349515536951,0,0,1469.349515536951,{"$f":"F288/'Refrigeration & Weather'!$C$22","v":660.38180473570844},{"$f":"G288*3*'Refrigeration & Weather'!$C$23","v":495.2863535517813},null,null,null,null,null,null,null,null,12.097667913531369,3.6371620666943074,null,null,12.87920085877777,13.198001492360241,null,null,-0.62333763413922549,13.611534351972445,null,null,null,null,null,null,null,null,null,null,-0.61040103436541315,20.102879469725103,null,null,9.8497524237083667,22.093812681848291,null,null,8.4155603759344828,94.364586076298195,null,null,10.382085779935924,43.588623632409629,null,null,6.0630220930210088,37.336998620194656,null,null,null,null,null,null,null,null,null,null,null,null,null,null,null,null,null,null,null,null,null,null,null,null,null,null,null,null,null,null,-1.123788554425756,7.7842000975084238,null,null,null,null,null,null,10.86211081089502,8.4059839032181713,null,null,11.038281940064905,23.820995398178191,null,null,11.003308349572109,42.305887150608726,null,null,null,null,null,null,null,null,null,null,null,null,null,null,-0.55881435267883961,21.085047074840098,null,null,9.8475053281949965,22.258937891725793,null,null,8.4178577842144868,94.340086640462957,null,null,10.371508472561503,43.173364802834477,null,null,6.0572471809899247,37.710165300814168,null,null,null,null,null,null,null,null,null,null,null,null,null,null,null,null,null,null,null,null,null,null,null,null,null,null,null,null,null,null,-1.2134863835533019,6.7988706464948869,null,null,null,null,null,null,10.86340223889421,8.3877002295502088,null,null,11.03561224203508,23.949946946750678,null,null,10.982845361994032,43.526901871263654,null,null,null,null,null,null,null,null,null,null,null,null,null,null,-0.5661591863417812,21.077718683358647,null,null,9.8482438474537908,22.235086693615145,null,null,8.3997633556144695,94.99332695324216,null,null,10.386095365613919,43.519294969766328,null,null,6.0876600030927372,37.649657707539951,null,null,null,null,null,null,null,null,null,null,null,null,null,null,null,null,null,null,null,null,null,null,null,null,null,null,null,null,null,null,-1.1140518175862293,7.9604948862168863,null,null,null,null,null,null,10.864030864227617,8.3785915897381589,null,null,11.055958736693555,22.976861583244894,null,null,11.015680915973258,42.396283816674035,null,null,null,null,null,null,null,null,null,null,null,null,null,null,-0.15844987021403778,27.318079570317391,null,null,9.8505148477448863,22.072557558064254,null,null,8.3692390843129623,96.160665836288047,null,null,10.355356595959226,43.215756440751989,null,null,6.0679222128872805,37.610418619980997,null,null,null,null,null,null,null,null,null,null,null,null,null,null,null,null,null,null,null,null,null,null,null,null,null,null,null,null,null,null,-1.1379587293627098,7.479115895211911,null,null,null,null,null,null,10.864649172041197,8.3695511356412524,null,null,11.025183785113095,24.450816460458704,null,null,10.998307086515576,42.258504835907431,null,null,null,null,null,null,null,null,null,null,null,null,null,null,-0.46726191731221861,22.708630317160164,null,null,9.8808451614174686,20.632229048475228,null,null,8.3638531377547398,96.896027328159519,null,null,10.337782340197663,43.22079376711703,null,null,6.1001294947167795,37.651261806075574,null,null,null,null,null,null,null,null,null,null,null,null,null,null,null,null,null,null,null,null,null,null,null,null,null,null,null,null,null,null,-1.2271080534791761,6.6361036881919562]
[274,"2012-02-04T06:00:00",2280.3907569716898,0,0,2280.3907569716898,{"$f":"F291/'Refrigeration & Weather'!$C$22","v":1024.8947222344675},{"$f":"G291*3*'Refrigeration & Weather'!$C$23","v":768.67104167585057},null,null,null,null,null,null,null,null,12.024139408127908,7.3866628310185654,null,null,11.601095913544265,47.238759028335856,null,null,-0.90227327196158968,2.2552755993132445,null,null,null,null,null,null,10.8,1.2178782981050575,null,null,-0.99780485579788547,2.6718893177554324,null,null,5.2190673885065406,151.89188854074624,null,null,3.6541916693292356,78.549038883930223,null,null,7.893945687444381,51.198758598739339,null,null,4.6831079693765165,33.659744013401109,null,null,null,null,null,null,null,null,null,null,11.849999999999998,5.5358104459320621E-2,null,null,null,null,null,null,null,null,null,null,11.700000000000001,0.83037156688981228,null,null,null,null,null,null,-1.1967051095002459,-1.5441964918084805E-2,null,null,null,null,null,null,10.810884551400292,2.8812545099739655,null,null,8.9111487491611072,60.412774138742869,null,null,6.9623198631544918,93.315431806599705,null,null,null,null,null,null,null,null,null,null,10.8,1.2178782981050575,null,null,-0.97539243681879917,3.0226795513599911,null,null,5.2097421980251006,151.15376456303423,null,null,3.6545421487414207,78.644237339424834,null,null,7.907641205140914,50.763388211518539,null,null,4.6619756897093252,33.934321428670557,null,null,null,null,null,null,null,null,null,null,11.849999999999998,5.5358104459320621E-2,null,null,null,null,null,null,null,null,null,null,11.700000000000001,0.83037156688981228,null,null,null,null,null,null,-1.2532456728773993,-0.4895828139284113,null,null,null,null,null,null,10.813387107753897,2.8479929798390393,null,null,8.9059571880160533,60.356636479978434,null,null,6.8902658117294564,100.34043483814239,null,null,null,null,null,null,null,null,null,null,10.8,1.2178782981050575,null,null,-0.98093751465961243,2.9816626168029181,null,null,5.2034902322425935,150.70104919964325,null,null,3.6013149298864851,78.800863674070712,null,null,7.8991978302948898,51.204735145610712,null,null,4.6944898406648603,33.904535042626264,null,null,null,null,null,null,null,null,null,null,11.849999999999998,5.5358104459320621E-2,null,null,null,null,null,null,null,null,null,null,11.700000000000001,0.83037156688981228,null,null,null,null,null,null,-1.1919594418360799,4.4213175060097809E-2,null,null,null,null,null,null,10.814628666120321,2.8309394715888456,null,null,8.9713007013615247,59.945713186404689,null,null,6.9961931384549141,100.23881672251393,null,null,null,null,null,null,null,null,null,null,10.8,1.2178782981050575,null,null,-0.77888054805123796,5.6454900067310678,null,null,5.2187512115513366,150.98049211939792,null,null,3.5299452719214344,79.841970769184272,null,null,7.8852653659176717,50.934529276839768,null,null,4.6765950443559552,33.866928236954706,null,null,null,null,null,null,null,null,null,null,11.849999999999998,5.5358104459320621E-2,null,null,null,null,null,null,null,null,null,null,11.700000000000001,0.83037156688981228,null,null,null,null,null,null,-1.2017617689362796,-0.12933248193430047,null,null,null,null,null,null,10.815852731719966,2.8142303515718265,null,null,8.8712825131014501,60.643110519720643,null,null,6.9353270011285,91.699984439501364,null,null,null,null,null,null,null,null,null,null,10.8,1.2178782981050575,null,null,-0.93166926388178772,3.5924428581355663,null,null,5.2571149634757619,133.80346073819126,null,null,3.5004393197868904,79.361386267663036,null,null,7.8742092845549001,50.793850719441259,null,null,4.7066337756158996,33.915336504369328,null,null,null,null,null,null,null,null,null,null,11.849999999999998,5.5358104459320621E-2,null,null,null,null,null,null,null,null,null,null,11.700000000000001,0.83037156688981228,null,null,null,null,null,null,-1.2615629863012747,-0.56359931734864444]
[278,"2012-02-04T18:00:00",2436.2063281789533,0,0,2436.2063281789533,{"$f":"F295/'Refrigeration & Weather'!$C$22","v":1094.9241924399792},{"$f":"G295*3*'Refrigeration & Weather'!$C$23","v":821.19314432998431},null,null,null,null,null,null,null,null,11.210805406001676,34.443978820515113,null,null,9.0883739413224767,48.164973322905347,null,null,-1.0678907831724804,7.8704776304714397E-2,null,null,null,null,null,null,8.652731203639485,35.668923928963416,null,null,-1.1560819488047802,-0.21570016498256672,null,null,-0.52484645294218923,37.950476354644358,null,null,0.36432258905051879,30.076283528314672,null,null,4.8580128807959095,39.459185555948743,null,null,3.0997064017153177,29.805317541407511,null,null,null,null,null,null,null,null,null,null,7.9157466711964162,101.88087025180793,null,null,null,null,null,null,null,null,null,null,8.6172007561390398,79.901608188646961,null,null,null,null,null,null,-1.2425759382467148,-0.56957937365624089,null,null,11.22129690262202,15.228706071816305,null,null,10.607512936689551,7.6603082257091879,null,null,4.2010816897598238,76.197345320570278,null,null,1.2395057269672016,63.973103445829743,null,null,null,null,null,null,null,null,null,null,9.3194105544757697,25.941208773369329,null,null,-1.1467441577570892,-0.10257492913766675,null,null,-0.50976282892199842,38.169016707166982,null,null,0.35958278043176367,30.104802388629107,null,null,4.8871607718454495,39.389061418408041,null,null,3.0636529469977067,29.983262871896159,null,null,null,null,null,null,null,null,null,null,7.8592984121276865,102.63664853600754,null,null,null,null,null,null,null,null,null,null,8.6151618996966519,80.567033140920742,null,null,null,null,null,null,-1.278160595825206,-0.78896920988706998,null,null,11.158825970598414,17.632836027722515,null,null,10.616995652213532,7.4267903612951907,null,null,4.2012300258172006,76.113647947207298,null,null,1.2627109227069662,57.796953107048232,null,null,null,null,null,null,null,null,null,null,9.3190083548920395,25.952695348387781,null,null,-1.1501950872357429,-0.12597736011719696,null,null,-0.50682390908151198,38.288210921885522,null,null,0.3308359340893367,29.561189655402771,null,null,4.8596023586182033,39.552942718147719,null,null,3.0968165863856769,29.992157125858526,null,null,null,null,null,null,null,null,null,null,7.7300264773910525,87.42832450073054,null,null,null,null,null,null,null,null,null,null,8.5894084110972102,80.674387009639005,null,null,null,null,null,null,-1.240055015487264,-0.55022335473781647,null,null,11.229884602452103,14.927469559480771,null,null,10.621935781422142,7.3010177658289663,null,null,4.2820541099018925,76.280141447240453,null,null,2.178445555379906,54.556262652835208,null,null,null,null,null,null,null,null,null,null,9.2334339992779544,27.281199994854415,null,null,-1.0504596376373725,0.77992264722418203,null,null,-0.50251982219421232,38.370297182293285,null,null,0.23024618350990991,29.280853902083358,null,null,4.8522284105907083,39.581687599629142,null,null,3.0815608683389275,29.950345004057844,null,null,null,null,null,null,null,null,null,null,7.8963413783787457,86.188414381265275,null,null,null,null,null,null,null,null,null,null,8.60406531316894,80.400749826632463,null,null,null,null,null,null,-1.2433311701878662,-0.60676905496977851,null,null,11.189969523372707,16.137926456521804,null,null,10.626684840705771,7.1828170525438511,null,null,4.1438910619437541,76.40364975809851,null,null,1.5262120646630037,65.559788048378167,null,null,null,null,null,null,null,null,null,null,9.3287607532269181,25.782739660621168,null,null,-1.1241496685501282,7.9976245085836561E-2,null,null,-0.18800774152112784,45.497857617977488,null,null,0.25218858724263771,28.768736016723963,null,null,4.8481008064497537,39.506995832937911,null,null,3.1077944011468901,30.015696806884172,null,null,null,null,null,null,null,null,null,null,7.9337163467223615,101.68609158705733,null,null,null,null,null,null,null,null,null,null,8.6217945618586516,80.766878071743861,null,null,null,null,null,null,-1.2832534847885715,-0.82234738466477753]
[280,"2012-02-05",2515.7252081769366,0,0,2515.7252081769366,{"$f":"F297/'Refrigeration & Weather'!$C$22","v":1130.6630149109828},{"$f":"G297*3*'Refrigeration & Weather'!$C$23","v":847.99726118323713},null,null,null,null,null,null,null,null,10.044435544694215,41.091110100783297,null,null,7.8417861132647699,41.33172350393761,null,null,-1.1138942957078146,-0.40646833984407316,null,null,null,null,null,null,6.7087071195740799,71.254866441085397,null,null,-1.1922207560526432,-0.69952264134602271,null,null,-1.071508026856953,13.041114815949269,null,null,-0.33096430844931418,15.227893095528383,null,null,3.7762615560051453,27.493528316550282,null,null,2.4119551837871027,27.596469413944916,null,null,null,null,null,null,null,null,null,null,4.482583575578909,102.06324856571194,null,null,null,null,null,null,null,null,null,null,5.5967615187948843,86.316708867683602,null,null,null,null,null,null,-1.2559400978876414,-0.69935954989708193,null,null,10.774313022974878,31.545377703576047,null,null,9.1619709312531938,72.859372219729508,null,null,2.2235041689096477,54.94074867162481,null,null,-0.10177967342046018,32.193412638198303,null,null,null,null,null,null,null,null,null,null,7.8768345419359704,54.211112540572593,null,null,-1.1857838690875702,-0.62777361059184034,null,null,-1.0641924819142194,13.214276268819512,null,null,-0.3356931207470063,15.211853418607838,null,null,3.8052325236628199,27.542568472449357,null,null,2.371076099931245,27.717221456490527,null,null,null,null,null,null,null,null,null,null,4.5316858801625237,97.78040259579079,null,null,null,null,null,null,null,null,null,null,5.6542555222993371,86.060518822888596,null,null,null,null,null,null,-1.2854630592328309,-0.85878744175171218,null,null,10.522775390109665,42.945676286023364,null,null,9.216294731032173,70.803660386981079,null,null,2.2257861768412774,54.892700291106962,null,null,4.7735636314275324E-3,31.725924159077749,null,null,null,null,null,null,null,null,null,null,7.8756273607191716,54.243157351616645,null,null,-1.1885845389837191,-0.64490590070234088,null,null,-1.0638351970257727,13.253445147506687,null,null,-0.35000541247881511,14.871512596213316,null,null,3.7748027315901753,27.585045048804979,null,null,2.4035553150566109,27.747175023472295,null,null,null,null,null,null,null,null,null,null,4.5644206298794181,105.53963099752626,null,null,null,null,null,null,null,null,null,null,5.6177779256039129,86.313107343302761,null,null,null,null,null,null,-1.2539139089715094,-0.6871776211998879,null,null,10.80584382639101,30.111631726784552,null,null,9.2471367175518804,69.577963991577519,null,null,2.2919522355732593,55.506445893527712,null,null,0.85840940044085501,36.710960275464679,null,null,null,null,null,null,null,null,null,null,7.7347362325485687,55.704701279498579,null,null,-1.1122174609718891,-6.4123915652699148E-2,null,null,-1.0616651341567014,13.298443609814829,null,null,-0.4335432008851921,14.271104126208222,null,null,3.7651611807099501,27.675013321202375,null,null,2.3897128578963818,27.703691603061444,null,null,null,null,null,null,null,null,null,null,4.5134554663206012,115.5880272184055,null,null,null,null,null,null,null,null,null,null,5.6327215580819736,87.055958252714333,null,null,null,null,null,null,-1.2557611560101583,-0.72190926247129061,null,null,10.692443228367567,34.14530491647929,null,null,9.2749522189685454,68.495223983335549,null,null,2.1634363656188516,54.929562113760483,null,null,5.3706527434986537E-2,36.660227864448572,null,null,null,null,null,null,null,null,null,null,7.8949836969882758,53.887673193520818,null,null,-1.1678829408281317,-0.51131658131050628,null,null,-0.94686432631739381,17.243370699034308,null,null,-0.40452777633567882,14.237363315002835,null,null,3.7626854018393905,27.638862434771806,null,null,2.4136485772406164,27.776347450241147,null,null,null,null,null,null,null,null,null,null,4.5591796483707219,98.853593048434178,null,null,null,null,null,null,null,null,null,null,5.637520141225175,86.843426084457022,null,null,null,null,null,null,-1.2896367171273555,-0.88290592159542802]
[283,"2012-02-05T09:00:00",2241.8854577120692,0,0,2241.8854577120692,{"$f":"F300/'Refrigeration & Weather'!$C$22","v":1007.5889697582335},{"$f":"G300*3*'Refrigeration & Weather'!$C$23","v":755.69172731867513},null,null,null,null,null,null,null,null,8.183514074647988,40.159437912811917,null,null,6.1775747204690292,37.215048567010193,null,null,-1.1607532595896348,5.808708848461678,null,null,null,null,null,null,2.2302823103950078,61.324606455139737,null,null,-1.2259316301913743,5.5694014398874581,null,null,-1.2365335747674533,-0.55082723828839153,null,null,-0.79355056284247671,12.5870074197157,null,null,2.5426429012852907,27.836763089101222,null,null,1.5215148376702681,21.905114842523517,null,null,11.133333333333333,5.4804523414727617,null,null,null,null,null,null,0.35660500641831816,52.3772562693201,null,null,10.911438589120348,27.705451882699627,null,null,null,null,null,null,2.1909753519145907,60.316382133067201,null,null,null,null,null,null,-1.269952687881249,5.8253352433108665,null,null,7.0831216958207124,126.60625079675677,null,null,6.8940821431975428,42.835729753926898,null,null,0.32153059117435173,27.883569641587236,null,null,-0.95309941963299749,7.7814588741514275,null,null,null,null,null,null,null,null,null,null,5.3410422501795169,53.806931198152029,null,null,-1.2221057652496745,5.6096581651793924,null,null,-1.2332549236307442,-0.51008804933224727,null,null,-0.79713771523565669,12.563678523981023,null,null,2.5664986598385986,27.975705809675148,null,null,1.4770466953261732,21.936892514294662,null,null,11.133333333333333,5.4804523414727617,null,null,null,null,null,null,0.56782944450029493,52.027381759686001,null,null,10.916609440479199,27.185949826810958,null,null,null,null,null,null,2.2500583919576047,60.44580350326882,null,null,null,null,null,null,-1.2931662206341434,5.7203664423309828,null,null,6.9089611672557103,105.03405114153901,null,null,6.9709627993859984,42.896421586156407,null,null,0.32470905212046675,27.889206074950977,null,null,-0.89179810088409139,8.8567176101134706,null,null,null,null,null,null,null,null,null,null,5.3382251851141671,53.839269415202082,null,null,-1.2242310927338507,5.5984896250298775,null,null,-1.2335237254969191,-0.50662081117574798,null,null,-0.80119122040281943,12.438985149538045,null,null,2.5365858287117709,27.927061356029817,null,null,1.5072218207920005,21.996714658723281,null,null,11.133333333333333,5.4804523414727617,null,null,null,null,null,null,-0.10887218453793897,55.103818874247807,null,null,10.911660253274974,27.699549353924571,null,null,null,null,null,null,2.2128032476406756,60.283623864561044,null,null,null,null,null,null,-1.2683648822512728,5.8320044239761719,null,null,7.3567325481340884,116.72102035897124,null,null,7.0170770219418435,42.918000083575826,null,null,0.35380658613569854,28.573315654992332,null,null,-0.42652765836755935,16.144078140482833,null,null,null,null,null,null,null,null,null,null,5.2105378706804792,52.179264789375608,null,null,-1.1691432168455982,5.9288147180587574,null,null,-1.2324533211606903,-0.49482961743286585,null,null,-0.85833775409023938,11.998599215796439,null,null,2.5213497468733768,28.049957962660354,null,null,1.4955750630968978,21.951996060554812,null,null,11.133333333333333,5.4804523414727617,null,null,null,null,null,null,3.9291695465388819E-2,49.99231978364049,null,null,10.918301947256445,27.08554594399331,null,null,null,null,null,null,2.1426423973225481,62.365348053844613,null,null,null,null,null,null,-1.2689983653254295,5.8142010292709143,null,null,7.106176604693875,113.95041704465959,null,null,7.0590545526627251,42.931281463156076,null,null,0.2712979715552773,27.573644336644076,null,null,-0.94155320698373168,8.9103983219924157,null,null,null,null,null,null,null,null,null,null,5.3724892690907504,53.590097238609708,null,null,-1.2084746510081406,5.6760788477819721,null,null,-1.198996219952239,0.20292503454381,null,null,-0.83365870751080851,12.126597129887642,null,null,2.519924157465069,28.039765496282133,null,null,1.51569270505641,22.031924871946032,null,null,11.133333333333333,5.4804523414727617,null,null,null,null,null,null,0.59885782141461819,51.606892169554641,null,null,10.914089567690278,27.330642888928772,null,null,null,null,null,null,2.2071999140001557,60.742065041734982,null,null,null,null,null,null,-1.2963880380794583,5.7045659931526309]
[285,"2012-02-05T15:00:00",2225.5917474915864,0,0,2225.5917474915864,{"$f":"F302/'Refrigeration & Weather'!$C$22","v":1000.265953928803},{"$f":"G302*3*'Refrigeration & Weather'!$C$23","v":750.19946544660229},null,null,null,null,null,null,null,null,6.9392666065681103,38.186504445481141,null,null,5.3583233738280498,16.830930229997843,null,null,-1.1827956237635195,5.6333624977435104,null,null,10.10622753375514,12.165547220984905,null,null,0.81907741362921815,39.904102038200143,null,null,-1.2407675462278585,5.4309915640384929,null,null,-1.2674825689827047,-1.0590134681521772,null,null,-0.9406165135057255,10.172410941602198,null,null,1.8844408347079764,24.069702400635038,null,null,1.0242721083751523,19.574331904500625,null,null,10.995787152312861,9.6865172840731191,null,null,null,null,null,null,-0.57316991686154273,21.227406883855746,null,null,8.9899789096329243,85.107151055227732,null,null,null,null,null,null,0.73595031060327976,39.311966201329462,null,null,null,null,null,null,-1.2767128261018545,5.7753418989809955,null,null,3.0868252268383789,117.22150899454557,null,null,5.8744101776269781,40.808325744900849,null,null,-0.299754044277867,15.792446521138171,null,null,-1.1141566361623645,2.6636760446018624,null,null,null,null,null,null,10.110357997694972,11.843281300225053,null,null,3.7251119927206484,53.59197059314922,null,null,-1.2380467308099816,5.4598927232748409,null,null,-1.2650569798846538,-1.0408083147896643,null,null,-0.94351846659999061,10.153826521582577,null,null,1.9031897973089797,24.232604433063326,null,null,0.97979376242438443,19.551178149705201,null,null,11.003878362407516,9.3173923568834969,null,null,null,null,null,null,-0.40133697402361868,22.955946433539697,null,null,9.0479305271538752,82.686932733153057,null,null,null,null,null,null,0.78672858077305585,39.62933574370318,null,null,null,null,null,null,-1.2969056741168523,5.6932635700019656,null,null,3.0953549969483634,115.81588712176426,null,null,5.948699212577397,40.904513820705063,null,null,-0.29704097975276966,15.810035441056531,null,null,-1.0772367818154365,3.1887981274847053,null,null,null,null,null,null,10.130536062068469,10.470169907374135,null,null,3.7211844445814175,53.624985748945186,null,null,-1.2398524783042484,5.4512520599169534,null,null,-1.2653755769870314,-1.0401614292477894,null,null,-0.94467496669533835,10.088667319085395,null,null,1.875610699093728,24.147689628247825,null,null,1.0076854767522951,19.626883528477027,null,null,10.967485961744664,10.575125481608094,null,null,null,null,null,null,-0.93071258415042124,16.229445676975597,null,null,8.9889960878132236,85.195049443555675,null,null,null,null,null,null,0.75787244451170399,39.340034436006619,null,null,null,null,null,null,-1.2753061155853251,5.7800323784705778,null,null,2.6244447611931911,137.20817722192345,null,null,5.9936132217106586,40.953226160977351,null,null,-0.28530306203289307,16.215503526222005,null,null,-0.78430802108216591,7.0550407733069571,null,null,null,null,null,null,10.127622886639481,10.639358736801416,null,null,3.6902870239090038,49.776095132038193,null,null,-1.1938765608745352,5.6905908551064126,null,null,-1.2645584014577997,-1.034642197995761,null,null,-0.98975386515961827,9.7762878428508859,null,null,1.8564216592155374,24.261948249911725,null,null,0.99750914835047055,19.582708962039725,null,null,10.971700854189956,10.259712520247007,null,null,null,null,null,null,-0.7656979801024516,17.715831037170677,null,null,9.0498444295752254,82.874979950941324,null,null,null,null,null,null,0.63486480879188179,40.345494397240046,null,null,null,null,null,null,-1.2754714973201615,5.7682772145431178,null,null,2.5138683734390597,158.51469179081519,null,null,6.0347874044184522,40.987828333012786,null,null,-0.33969553498470295,15.498095341201296,null,null,-1.1189946200002179,2.8811030489099565,null,null,null,null,null,null,10.131363191342272,10.414719597474992,null,null,3.7623932924317103,53.459827580110073,null,null,-1.2262525428891917,5.508261656882592,null,null,-1.2446469224212529,-0.76493715558831654,null,null,-0.9691629028584452,9.8927851395448698,null,null,1.8551124269481825,24.26288372824213,null,null,1.0149571913729714,19.663723694252607,null,null,11.000365294927175,9.4853418920649695,null,null,null,null,null,null,-0.36644838248492734,23.036413041444472,null,null,9.0412591301902996,82.636079200662138,null,null,null,null,null,null,0.74117189549459739,39.558970042191106,null,null,null,null,null,null,-1.2996733495774968,5.6809348394382235]
[289,"2012-02-06T03:00:00",1693.3685726696508,0,0,1693.3685726696508,{"$f":"F306/'Refrigeration & Weather'!$C$22","v":761.06452704253979},{"$f":"G306*3*'Refrigeration & Weather'!$C$23","v":570.79839528190485},null,null,null,null,null,null,null,null,4.5728937941411285,30.919649143936972,null,null,3.1119446854712693,43.046898497274988,null,null,-1.2138447380644308,5.4176481845521147,null,null,6.8703987551017507,47.051566664667128,null,null,-0.44423530121044302,16.050071209664647,null,null,-1.2606105718147542,5.273486836171366,null,null,-1.2922414332940029,-1.4107981677379435,null,null,-1.0914671820440698,8.1729141399610974,null,null,0.90204921295202556,17.89575969088559,null,null,0.25223478369435959,15.253990344183187,null,null,9.3215876436711014,52.796195707995267,null,null,null,null,null,null,-1.0629636693566327,7.3803646684306106,null,null,3.3097047210623076,72.797863716431152,null,null,null,null,null,null,-0.50991958230893641,14.893490167868613,null,null,null,null,null,null,-1.2864553539201369,5.7120831166907928,null,null,-0.69701458437545794,22.81870906840377,null,null,4.1526571712038995,31.788600505209875,null,null,-0.83216626457392329,6.3251468890121956,null,null,-1.2204300376708466,0.47219962432103429,null,null,null,null,null,null,6.8736999288704448,46.83239989941071,null,null,1.1673454365886473,35.881147271767858,null,null,-1.2593075063361963,5.2898704614138206,null,null,-1.2905359804312819,-1.4038410186914523,null,null,-1.0934446517841339,8.1622989423729564,null,null,0.91021577620725502,18.043663535131518,null,null,0.21230438613136787,15.153097951080529,null,null,9.4186704593627226,52.848552433996701,null,null,null,null,null,null,-0.97625605146757211,8.2001423594842038,null,null,3.4120953027089307,73.890196305928427,null,null,null,null,null,null,-0.47865358933287594,15.122192759481301,null,null,null,null,null,null,-1.3023297590867393,5.6587669347485647,null,null,-0.49586771327009738,23.813179808222973,null,null,4.2197099750498062,31.908189923414529,null,null,-0.83049246618775829,6.3375089025261024,null,null,-1.2021453603795731,0.62794830593860951,null,null,null,null,null,null,6.9756326986013848,48.474384833292937,null,null,1.1620700688360524,35.886679228785205,null,null,-1.2606635529207417,5.2843782338427401,null,null,-1.2908592711778648,-1.4040006782908436,null,null,-1.0921745493798498,8.1417001730635032,null,null,0.88930855600236469,17.937555635627092,null,null,0.2345461721797456,15.243300291794926,null,null,9.2647320662475448,50.265749431544599,null,null,null,null,null,null,-1.2123270707456897,5.6685436451568378,null,null,3.3073244608181787,72.57491376440494,null,null,null,null,null,null,-0.49260475454443114,14.972086133012128,null,null,null,null,null,null,-1.2852739822844397,5.7146296015490012,null,null,-0.87388353283824904,15.518856795923679,null,null,4.2604968292054179,31.980457767912892,null,null,-0.83296988956123408,6.4428221870647455,null,null,-1.0526636126293389,1.8728583922795927,null,null,null,null,null,null,6.9368988312314928,47.663444902569083,null,null,1.4260474908264262,31.751091124096568,null,null,-1.2265388862548912,5.4227289777600642,null,null,-1.290265974155149,-1.4017860257503396,null,null,-1.1225634094038774,7.9801461644334477,null,null,0.8643588079832738,17.996705435449734,null,null,0.22713510575598955,15.204322658640606,null,null,9.3633806716680326,49.981558458717942,null,null,null,null,null,null,-1.1335566316325909,6.4832049760448172,null,null,3.3730328765233017,74.18832315922225,null,null,null,null,null,null,-0.60937824140186636,14.403326635441099,null,null,null,null,null,null,-1.2849167528546686,5.7092779400821074,null,null,-1.090724752440535,9.8599873472009563,null,null,4.2984330843031646,32.040366627855974,null,null,-0.85793325661903019,6.1746086134994416,null,null,-1.2287766919545404,0.4698685730765349,null,null,null,null,null,null,6.9596548713205699,48.825300545331018,null,null,1.2035349287538211,36.023823564781694,null,null,-1.2499230563351522,5.3181937771035157,null,null,-1.280068914273587,-1.3171126074655186,null,null,-1.1080908312061031,8.0531862513200672,null,null,0.86258548834261428,18.006777622518058,null,null,0.2394545233448073,15.276854125766183,null,null,9.3573453413029899,53.526158087603029,null,null,null,null,null,null,-0.95289852379059581,8.3616439141729728,null,null,3.4775889944459131,73.193635172353694,null,null,null,null,null,null,-0.51170958237935138,14.926085318015138,null,null,null,null,null,null,-1.304449757391084,5.6507811086969912]
[290,"2012-02-06T06:00:00",1366.1154485630775,0,0,1366.1154485630775,{"$f":"F307/'Refrigeration & Weather'!$C$22","v":613.9844712643046},{"$f":"G307*3*'Refrigeration & Weather'!$C$23","v":460.48835344822845},null,null,null,null,null,null,null,null,4.199132953360281,26.296298180335,null,null,2.410742192164419,43.985689517156651,null,null,-1.2197377683710016,-1.2618345675962046,null,null,6.1647508034825655,46.765052848114394,null,null,-0.59971867827959091,7.1024509873078188,null,null,-1.2642413478815258,-1.3946587586693373,null,null,-1.2955800642602118,5.2826990562356668,null,null,-1.1141137221726876,1.2835050362586529,null,null,0.71453019571359044,10.013851742800449,null,null,0.101658154520111,16.515580829893018,null,null,8.4209289578575603,61.212623235852227,null,null,11.233333333333333,1.3285945070236997,null,null,-1.1068923028647866,-0.12696985304310981,null,null,2.3299614099938641,54.358618074559217,null,null,null,null,null,null,-0.64815943712817325,5.8020299345595783,null,null,null,null,null,null,-1.2883372503217929,-0.94184355288859256,null,null,-0.9239638650072326,14.864745989382834,null,null,3.7961584243575288,23.722852592333563,null,null,-0.89845637947644874,7.5788855785135398,null,null,-1.2326768848140504,2.5050983493283763,null,null,null,null,null,null,6.1713438777549765,46.593238056273805,null,null,0.691773501474369,26.025973076027004,null,null,-1.2631884128532547,-1.3802138891284748,null,null,-1.2939764149577326,5.2884253139167949,null,null,-1.1159300843741855,1.2742375636735546,null,null,0.72036750902556623,10.150585103982978,null,null,6.35082131929329E-2,16.404075416661371,null,null,8.5135306357087384,61.55600797319277,null,null,11.233333333333333,1.3285945070236997,null,null,-1.0318792557213539,0.52015957561566628,null,null,2.4145674826068033,55.419019328212222,null,null,null,null,null,null,-0.62026007546310991,5.9916354829370144,null,null,null,null,null,null,-1.3033830999069853,-0.99021199748902167,null,null,-0.74895873098711396,16.770651367715846,null,null,3.8611756226883016,23.847069239718579,null,null,-0.89696744878682666,7.5893841473547212,null,null,-1.2166078224155241,2.6278946668068466,null,null,null,null,null,null,6.2467384082868129,48.123101594507617,null,null,0.68651314146331144,26.021086894995261,null,null,-1.264459375694883,-1.3851712620023278,null,null,-1.2942967018060683,5.2882313214474754,null,null,-1.1143705407432654,1.2583799559976572,null,null,0.7011918952233217,10.04674636808496,null,null,8.4261988375999686E-2,16.493933907265827,null,null,8.4077959694408992,58.579831911792191,null,null,11.233333333333333,1.3285945070236997,null,null,-1.2324816717327496,-1.4216190388382193,null,null,2.3318651866282032,54.084605462333421,null,null,null,null,null,null,-0.63207927405448261,5.8742010006362539,null,null,null,null,null,null,-1.28719450365205,-0.93962201816054891,null,null,-1.0238192402685538,11.039226979399086,null,null,3.9007166445365655,23.923621731010208,null,null,-0.90085773548526249,7.6642358739268177,null,null,-1.0849359887541059,3.6182618859972386,null,null,null,null,null,null,6.2214159311341133,47.354969968460708,null,null,1.0131633346023199,22.477228726333149,null,null,-1.2324534565281189,-1.2625782705349191,null,null,-1.2937359683645913,5.2900686407137831,null,null,-1.1423280483833214,1.119208764478522,null,null,0.67542677133665441,10.090322063826237,null,null,7.7473695349042929E-2,16.457012677845047,null,null,8.5069997438326403,58.66620713197716,null,null,11.233333333333333,1.3285945070236997,null,null,-1.1652050743129669,-0.78980146748149926,null,null,2.3729474648606796,55.492271752268692,null,null,null,null,null,null,-0.73920977146361089,5.2895755777786109,null,null,null,null,null,null,-1.2867587906879974,-0.94403769895715384,null,null,-1.1752424179369747,7.559075886131069,null,null,3.9376065916515817,23.988322634335987,null,null,-0.92200553049093603,7.453967020107636,null,null,-1.2409116780801124,2.4962354217046148,null,null,null,null,null,null,6.2254180275634985,48.429475385202252,null,null,0.72490968332884165,26.234399026280048,null,null,-1.2542386314051868,-1.3550303143291216,null,null,-1.2847486768906349,5.3570359955088378,null,null,-1.1289725364562688,1.1837558194307731,null,null,0.67348290072952166,10.100734383089334,null,null,8.8635830497308526E-2,16.525546401406402,null,null,8.4416892066357327,62.187757996412955,null,null,11.233333333333333,1.3285945070236997,null,null,-1.0109485847044126,0.65854297751240809,null,null,2.4879665621020726,55.068715021283595,null,null,null,null,null,null,-0.65031925504696719,5.8192891543365644,null,null,null,null,null,null,-1.3053790366686924,-0.99745286146109291]
[294,"2012-02-06T18:00:00",1249.7994047827274,0,0,1249.7994047827274,{"$f":"F311/'Refrigeration & Weather'!$C$22","v":561.70759765515845},{"$f":"G311*3*'Refrigeration & Weather'!$C$23","v":421.28069824136884},null,null,null,null,null,null,null,null,2.8410301898739645,24.535204837418881,null,null,0.18787078216817532,24.467400058840379,null,null,-1.2384248516325957,-1.3675454514842635,null,null,2.330190268483594,42.618412992473026,null,null,-0.96094898327696621,1.3131192695366956,null,null,-1.2754764190861001,-1.4649160159612247,null,null,-1.3040227606031443,5.461010817887332,null,null,-1.1757637301561936,0.69978840762955696,null,null,0.13862600151096272,6.1680447298618182,null,null,-0.36118736381795774,13.377920690001691,null,null,4.6166947743077538,53.740754595599192,null,null,9.5160983219549991,63.104292326364117,null,null,-1.2004864181446528,-1.6048913728576069,null,null,9.3444788115790975E-2,18.760790719910453,null,null,null,null,null,null,-0.95154524413521402,1.1714472004079488,null,null,null,null,null,null,-1.2943832881278472,-0.97409099127894838,null,null,-1.1979323023239401,5.227467933819903,null,null,2.3335576057869729,24.333497007640588,null,null,-1.0589247293704271,5.5323080606886066,null,null,-1.2626399794475422,2.1424733476443651,null,null,null,null,null,null,2.3420970631849238,42.646251690377738,null,null,-0.5460509624962161,9.5307943948030793,null,null,-1.2751749797592478,-1.4557413462989892,null,null,-1.3026856359116776,5.4639762425192719,null,null,-1.1771085405028434,0.6941639414863876,null,null,0.13718810799630804,6.254820726310605,null,null,-0.39136505467729782,13.25628943702031,null,null,4.6668333372731592,54.534727600689202,null,null,9.4715438187600238,63.155089413288906,null,null,-1.1533699381617599,-1.320976807076226,null,null,0.12553761500553987,19.278219836863251,null,null,null,null,null,null,-0.93220727432115946,1.2612297501344083,null,null,null,null,null,null,-1.3067817309417831,-1.0079741897867518,null,null,-1.1113454973806585,6.1179449806014956,null,null,2.3876916211216881,24.539112818036703,null,null,-1.0579412467490621,5.5379388168643944,null,null,-1.2519899448863407,2.1993595185481247,null,null,null,null,null,null,2.3175656860026614,43.996756726292979,null,null,-0.54975449737473703,9.498340162265972,null,null,-1.2761771471719683,-1.4591513413061865,null,null,-1.3029925536775564,5.4637818291056961,null,null,-1.1749060742966795,0.68820904973280783,null,null,0.12416818497461761,6.1730977685188044,null,null,-0.37617134450256834,13.333109006076615,null,null,4.7116414153357935,53.317132842693383,null,null,9.5283943539072258,63.109489640757928,null,null,-1.2731248637140125,-2.1194126411864453,null,null,0.10862535101872539,18.66849346288727,null,null,null,null,null,null,-0.93917583612228217,1.2147659286927517,null,null,null,null,null,null,-1.2933538252562067,-0.9727353772654086,null,null,-1.2163171820652015,4.8194039271016997,null,null,2.4203161444862671,24.671997833550659,null,null,-1.0644807842308215,5.5581846258166436,null,null,-1.1644983583145756,2.6672559299916569,null,null,null,null,null,null,2.3623833808098107,43.2641408824066,null,null,-0.14429949697149708,10.246100531603608,null,null,-1.2506126782802001,-1.3797185078461367,null,null,-1.3025182802399833,5.4647531499195736,null,null,-1.195912368844871,0.60654422762913063,null,null,9.7425609883930148E-2,6.1662249128530959,null,null,-0.38085076930850675,13.305762852287998,null,null,4.7486567013458343,54.90227600941575,null,null,9.4742185723937062,62.491748036356043,null,null,-1.2325110232473881,-1.8527599994879318,null,null,9.6224153877064858E-2,19.010021669292627,null,null,null,null,null,null,-1.0137939464726797,0.82219235894085974,null,null,null,null,null,null,-1.2927197604630856,-0.97476423436791437,null,null,-1.2724420784411086,4.1240932506447745,null,null,2.4511377586690366,24.791350876638429,null,null,-1.0765834998572161,5.4673617965511507,null,null,-1.2700418862941329,2.1293637672665247,null,null,null,null,null,null,2.2978390463517724,43.967467697104262,null,null,-0.52963451194788569,9.763292821267898,null,null,-1.2675573805673315,-1.4392027194313317,null,null,-1.2964602510610614,5.4953856087931712,null,null,-1.1858993751224329,0.64700523874989502,null,null,9.4848337394870835E-2,6.1745058583250971,null,null,-0.37355788728231526,13.355173737733566,null,null,4.5664162084996693,54.678034709485722,null,null,9.5537529684236357,63.449403453186086,null,null,-1.1390227001244242,-1.2482657481706019,null,null,0.18894094496544553,19.658986022908188,null,null,null,null,null,null,-0.95395802378550631,1.1695288776987482,null,null,null,null,null,null,-1.3083817105212783,-1.0130377172787819]
[295,"2012-02-06T21:00:00",1449.577792770323,0,0,1449.577792770323,{"$f":"F312/'Refrigeration & Weather'!$C$22","v":651.49563720014521},{"$f":"G312*3*'Refrigeration & Weather'!$C$23","v":488.62172790010891},null,null,null,null,null,null,null,null,2.4634491549009221,24.607908484630091,null,null,-0.12961663377113986,17.088377192290437,null,null,-1.2421518184180966,5.256251838711659,null,null,1.6960676619901758,38.090810043731118,null,null,-1.010419395675479,7.1692561008418725,null,null,-1.277667151920572,5.1657532311178427,null,null,-1.3054112893921526,-1.1932016986849545,null,null,-1.1864061373884793,7.2561639306969674,null,null,2.9685534404905383E-2,12.09012326151811,null,null,-0.44771430672258922,10.550498020160596,null,null,3.858933245351881,46.011769836521189,null,null,8.2940552696114977,83.907272937231568,null,null,-1.2134280758304634,4.8793973175960046,null,null,-0.17565544730656513,20.659070636131823,null,null,null,null,null,null,-0.9936222401747099,7.2885305813498356,null,null,null,null,null,null,-1.2956044220575016,5.662933138188686,null,null,-1.2198647036338832,2.4514815928212341,null,null,1.9933437470492492,27.656943952249563,null,null,-1.0835288378435961,3.0576801274610235,null,null,-1.2673606974231717,-0.11823620217248593,null,null,null,null,null,null,1.7060545731674681,38.256523886994131,null,null,-0.70634905241045587,13.077210584784675,null,null,-1.2775078221781468,5.1740323709665681,null,null,-1.3041196192224904,-1.1905693830381703,null,null,-1.1876644214939382,7.2511441160555972,null,null,2.6933686021792237E-2,12.165466707764017,null,null,-0.47591674599706579,10.432312485613812,null,null,3.8958266828917463,46.811994588691391,null,null,8.2583862734276714,83.100707423851603,null,null,-1.1705142496494287,5.1175792469018928,null,null,-0.15078238798879603,21.051384642117554,null,null,null,null,null,null,-0.97561826132425311,7.3642890220880473,null,null,null,null,null,null,-1.3074711073546381,5.631706026762215,null,null,-1.1450776435558183,3.1452713530420526,null,null,2.0442331493168933,27.849054668491242,null,null,-1.0826301934023095,3.06253903570019,null,null,-1.2575601533573748,-6.9827623850927723E-2,null,null,null,null,null,null,1.6638855268497574,39.097745076552059,null,null,-0.7095389369828472,13.047146886134799,null,null,-1.2784566084705569,5.1709023941443082,null,null,-1.3044233880313463,-1.1907576871222738,null,null,-1.1853768687285173,7.2464356408803114,null,null,1.5194439215420082E-2,12.090422304833744,null,null,-0.46194079271282201,10.504162236457548,null,null,3.9553756176798571,46.105819363663031,null,null,8.3077026759729673,83.72410001427086,null,null,-1.2785203634546565,4.4540964385108781,null,null,-0.15946102889679734,20.614347619012282,null,null,null,null,null,null,-0.98191132313868479,7.3264403510500973,null,null,null,null,null,null,-1.2945958345867159,5.6641449444812961,null,null,-1.2334065196231498,2.185809163448829,null,null,2.0747523889534447,27.973938798334785,null,null,-1.0894426255554035,3.0770546541453561,null,null,-1.1770675053983408,0.32940512308997322,null,null,null,null,null,null,1.7164151541546908,38.80163404207638,null,null,-0.32270250674261319,14.360203109609049,null,null,-1.254126181185641,5.2429285945001354,null,null,-1.3039640349461883,-1.189892536251647,null,null,-1.2051310215824416,7.1739352959126812,null,null,-1.1343461729182611E-2,12.074919960575446,null,null,-0.46619358055639659,10.479225740253906,null,null,3.9642879065107026,47.859384957975564,null,null,8.2654472500289238,83.168152916249596,null,null,-1.241841268820042,4.6766830738731686,null,null,-0.17588502798829431,20.806444542811345,null,null,null,null,null,null,-1.0505544537374836,6.9823832422696546,null,null,null,null,null,null,-1.2939321876920105,5.6624880587008919,null,null,-1.2806333654451094,1.6730955004143748,null,null,2.1036702371071057,28.087314473150851,null,null,-1.1002090141614742,3.0016173444604481,null,null,-1.2745518330401937,-0.13076747474961586,null,null,null,null,null,null,1.6446536747869924,39.058510285887536,null,null,-0.69330643248945278,13.264969276360716,null,null,-1.2701476719157618,5.1890769739986835,null,null,-1.2983683219606439,-1.1633733089910807,null,null,-1.1957426569974565,7.2102488089992223,null,null,-1.4048313253388043E-2,12.082307676449595,null,null,-0.45966694037566452,10.52383913931647,null,null,3.7946411905240889,46.802435573937039,null,null,8.3147680732973548,85.16325888622049,null,null,-1.1572612701622169,5.1802106114717406,null,null,-9.3729271845733819E-2,21.43301832074706,null,null,null,null,null,null,-0.99599295617775641,7.2856817674668353,null,null,null,null,null,null,-1.3089916387314,5.6270411194099008]
[299,"2012-02-07T09:00:00",1044.9394516279431,0,0,1044.9394516279431,{"$f":"F316/'Refrigeration & Weather'!$C$22","v":469.63570859682841},{"$f":"G316*3*'Refrigeration & Weather'!$C$23","v":352.22678144762131},null,null,null,null,null,null,null,null,0.98740923192776553,17.505298778855657,null,null,-0.80071996514593091,5.5056425064901138,null,null,-1.254409870620071,5.1979122744399033,null,null,-8.8926473906827994E-2,16.213692442629895,null,null,-1.1284355158928705,5.7045484439900411,null,null,-1.2847567414894467,5.1292197634822765,null,null,-1.3095511373763131,-1.2228688599035469,null,null,-1.2180298407541406,7.0263971501282887,null,null,-0.3070718171310064,9.9261017601514716,null,null,-0.70899017022912347,8.69371564031022,null,null,1.4098880169192973,31.675663395356803,null,null,3.3870911142914388,68.621310474694639,null,null,-1.2473103638316207,4.5261631346912266,null,null,-0.75135919006096696,11.286314749131474,null,null,null,null,null,null,-1.1024421086869083,6.1134441024161346,null,null,null,null,null,null,-1.2996601453951833,5.6446045442324486,null,null,-1.2656143742590242,1.6165425386354584,null,null,0.9155997960040797,22.569610110791693,null,null,-1.1510869767417793,2.4321667398243605,null,null,-1.2806785998828794,-0.23191950965037694,null,null,null,null,null,null,-9.4284887233218387E-2,16.361722063638037,null,null,-1.0316446953491314,7.2928856850005577,null,null,-1.2850460272484026,5.1349069364767583,null,null,-1.3083988404113445,-1.2211336732810396,null,null,-1.219021595528921,7.0230824874041575,null,null,-0.31344812645154158,9.9654030350746972,null,null,-0.7301692332616978,8.5994145767816672,null,null,1.396233466608868,32.305873351541294,null,null,3.3995895462839707,69.647751829742518,null,null,-1.2158326430077431,4.6559256593388572,null,null,-0.7413058811261044,11.411235207534746,null,null,null,null,null,null,-1.0880966339336822,6.1551191289064393,null,null,null,null,null,null,-1.309768711614967,5.6215214242980034,null,null,-1.2189328965687172,1.9245621856576907,null,null,0.95387683398906165,22.774600129863103,null,null,-1.1504310852873054,2.4350148281583461,null,null,-1.2732602302011862,-0.20423874799409603,null,null,null,null,null,null,-0.12984454909213275,15.910198664287947,null,null,-1.0334050898699176,7.2783010748665848,null,null,-1.2858199085875603,5.1326262158870648,null,null,-1.3086911893243953,-1.2212924301261054,null,null,-1.2165381230571697,7.0212523709897408,null,null,-0.32111698031497576,9.9147698469165952,null,null,-0.72021315840759592,8.6507907141992337,null,null,1.4509901576090729,32.905311249753495,null,null,3.4199229502061952,69.27099628128687,null,null,-1.2924196233882668,4.3037846752379201,null,null,-0.73552387008418629,11.313839912991153,null,null,null,null,null,null,-1.0926647132559328,6.1365534093969725,null,null,null,null,null,null,-1.2987160400840734,5.6454075305528288,null,null,-1.2707439771269906,1.5455334770861802,null,null,0.97616694199425247,22.908317150431841,null,null,-1.1577311643585797,2.4381589734576545,null,null,-1.2124859249152384,2.5581067627935217E-2,null,null,null,null,null,null,-9.8068236053842572E-2,16.356463110287663,null,null,-0.74971619384671595,8.7261845970921303,null,null,-1.2654284719641236,5.1830022864882039,null,null,-1.3082778885379269,-1.2207165064363577,null,null,-1.2324731268971776,6.9740630412567466,null,null,-0.3458104377275214,9.879104168944469,null,null,-0.72312633754170619,8.6342511828711057,null,null,1.3362728580812648,34.5143153856053,null,null,3.3426956916977488,68.661160223277108,null,null,-1.2663576840677251,4.4236057748771325,null,null,-0.75483427091327426,11.291350444493357,null,null,null,null,null,null,-1.1438877459910421,5.9308446370904164,null,null,null,null,null,null,-1.2979812013154686,5.6447373081993666,null,null,-1.298401428820072,1.3412278450481405,null,null,0.99748949242566365,23.033206531288091,null,null,-1.1649500981326291,2.3988279893166755,null,null,-1.287144671077052,-0.24150814662456258,null,null,null,null,null,null,-0.1434496025303805,15.804184292624184,null,null,-1.0260629493530307,7.3571042792853918,null,null,-1.2785136454749444,5.1455539757629598,null,null,-1.3040244973563375,-1.204711435434249,null,null,-1.225030316026005,6.9984499936358766,null,null,-0.34888090378820885,9.8831219619153465,null,null,-0.71894310940960737,8.662482028369288,null,null,1.3149729323268715,31.782771948444395,null,null,3.3418739781379196,67.921574662814578,null,null,-1.2057053050918172,4.6926103169207458,null,null,-0.70442719413327648,11.640737868780551,null,null,null,null,null,null,-1.1045892989261448,6.1100380549432671,null,null,null,null,null,null,-1.3110267739782302,5.618077333121799]
[301,"2012-02-07T15:00:00",834.77587141802951,0,0,834.77587141802951,{"$f":"F318/'Refrigeration & Weather'!$C$22","v":375.1801669294515},{"$f":"G318*3*'Refrigeration & Weather'!$C$23","v":281.38512519708866},null,null,null,null,null,null,null,null,0.53109884821669462,11.91314159180425,null,null,-0.94551941162617048,3.2208183232712662,null,null,-1.2593003735133064,5.1767357118803483,null,null,-0.49922807542591174,9.0323821671222237,null,null,-1.1613308117976409,5.3577537519676257,null,null,-1.2875359517823128,5.1163118484800112,null,null,-1.3110363755682604,-1.2320848857116078,null,null,-1.2293134839947615,6.9550795733249906,null,null,-0.4303279216710611,9.1750441673657424,null,null,-0.80100336737839495,8.0557115600156202,null,null,0.60931801035257416,21.160307023653754,null,null,1.5733306886448102,54.249399505433665,null,null,-1.2579008393595004,4.4358538966904932,null,null,-0.88784165509473134,9.4435700218912118,null,null,null,null,null,null,-1.1357820484377039,5.8156824641023714,null,null,null,null,null,null,-1.3012961514086296,5.6378524229202958,null,null,-1.2770604721381229,1.4688101078364364,null,null,0.46478947532157744,19.412525441063273,null,null,-1.173190865853863,2.2593109120130075,null,null,-1.2851858801777967,-0.26435523896622348,null,null,null,null,null,null,-0.50709731260565227,9.0619184467037943,null,null,-1.1033286508916793,6.2735049407881815,null,null,-1.2879960590710118,5.1211133196296066,null,null,-1.3099358494035975,-1.2306367857703155,null,null,-1.2302066178520803,6.9523284355623183,null,null,-0.43776423980128842,9.2020305601504475,null,null,-0.81931862857262516,7.9748369268543957,null,null,0.58108575938891338,21.46728527206308,null,null,1.5676738698008732,54.29724966182831,null,null,-1.2301324594094145,4.5361214820111631,null,null,-0.88089000083960267,9.5178793254047278,null,null,null,null,null,null,-1.1226293380657779,5.8479549160748983,null,null,null,null,null,null,-1.3106992790738472,5.617751456656241,null,null,-1.2382634015517473,1.6884206584954633,null,null,0.49658431145958248,19.597967840872549,null,null,-1.1726174043735393,2.2615601403969396,null,null,-1.2785672136234822,-0.24255443072453498,null,null,null,null,null,null,-0.52893050928083574,8.7003535729718262,null,null,-1.1046957059737676,6.2633900333538808,null,null,-1.2887004794350749,5.1191394405108159,null,null,-1.3102232297581045,-1.2307808616537312,null,null,-1.2276770462627893,6.9512260265543153,null,null,-0.44394683018152037,9.1611520888037763,null,null,-0.81088926900879266,8.0172385981285608,null,null,0.61474241140990471,22.082784019204453,null,null,1.5939049853648626,54.328462114637858,null,null,-1.2967023289082651,4.2663815713860052,null,null,-0.87299970367732604,9.4743608270694573,null,null,null,null,null,null,-1.1266791366218418,5.8342123512291222,null,null,null,null,null,null,-1.3003759352315647,5.6385186357620114,null,null,-1.2805464563291287,1.4267658875694642,null,null,0.51466401766533121,19.717990823307595,null,null,-1.1799753916063263,2.2624197512066502,null,null,-1.224439838642339,-6.119904580419544E-2,null,null,null,null,null,null,-0.50977761445400627,9.0200942683677159,null,null,-0.86438805253054685,7.4724811721826958,null,null,-1.269828887597263,5.1620103392911254,null,null,-1.3098271430567787,-1.2302987193741257,null,null,-1.2422116276563457,6.9122347704151501,null,null,-0.46738511292734403,9.1217965323651526,null,null,-0.81331821482886613,8.0039439192158461,null,null,0.46517290779017978,22.723656978393564,null,null,1.5283347638390072,54.615160993964793,null,null,-1.2740591076870722,4.3586629731741651,null,null,-0.8912225453971967,9.436677608373925,null,null,null,null,null,null,-1.1719472964864741,5.6717705884083482,null,null,null,null,null,null,-1.2996247032488415,5.6381434844343801,null,null,-1.3030506345673332,1.2848313718374555,null,null,0.53203044243513209,19.831251082957102,null,null,-1.1860833932071932,2.2326904834979602,null,null,-1.291360466662937,-0.27261278565789299,null,null,null,null,null,null,-0.53972028974365394,8.6323044694862325,null,null,-1.0993764657012124,6.3133283917686791,null,null,-1.2817858244715199,5.1302210148440457,null,null,-1.306041347171212,-1.217438365190926,null,null,-1.2354969429432168,6.9326019385047584,null,null,-0.47056317269320053,9.1245054463604731,null,null,-0.80994987254855577,8.0260478466563612,null,null,0.51746669237314813,20.9460531120179,null,null,1.5732339675466605,52.942652052493621,null,null,-1.2210679876541253,4.565154047143583,null,null,-0.8503497447541819,9.6836159790464791,null,null,null,null,null,null,-1.1378220607275105,5.8125782849559684,null,null,null,null,null,null,-1.3118521161476389,5.6147537707009159]
[304,"2012-02-08",343.21930666753644,0,0,343.21930666753644,{"$f":"F321/'Refrigeration & Weather'!$C$22","v":154.25586816518495},{"$f":"G321*3*'Refrigeration & Weather'!$C$23","v":115.69190112388871},null,null,null,null,null,null,null,null,0.10211350744668722,10.259540254616972,null,null,-1.0680910747670336,3.7579624737228077,null,null,-1.2654940807652884,-1.4912615836105911,null,null,-0.81668530837295716,6.054800523969651,null,null,-1.1944007913056942,-1.644902457281276,null,null,-1.2910155414431874,-1.5416539479957487,null,null,-1.3127943070659664,5.4010074117127589,null,null,-1.2426075340768032,0.23585197715679623,null,null,-0.57585882599076355,1.6899995789124702,null,null,-0.90599349551974107,9.5708024376589691,null,null,-0.1052386390238266,14.038616094421364,null,null,-0.11860496935522968,19.813944227391236,null,null,-1.2694658630227627,-2.2937185567627658,null,null,-1.0133036333137255,1.3440767353464285,null,null,null,null,null,null,-1.171639444209166,-1.1093429361735812,null,null,null,null,null,null,-1.3033839002914025,-1.0131801326372789,null,null,-1.2881931720070849,3.6619798817093754,null,null,-5.4453619544940927E-2,8.8787508946886877,null,null,-1.1978920836919851,4.3014088362490854,null,null,-1.2903386302958078,1.9168532810006553,null,null,null,null,null,null,-0.82397409728570858,6.0231403795453451,null,null,-1.1660419864554989,-1.2114006913767026,null,null,-1.2916852661320932,-1.5378553035365965,null,null,-1.3117565995528162,5.4021401740104924,null,null,-1.2433820149651045,0.23372470456202238,null,null,-0.58426278400616383,1.7041188613898752,null,null,-0.92080114107344535,9.5080302117063731,null,null,-0.14009569828903315,14.064491569478141,null,null,-9.9963739785973532E-2,19.25344672898845,null,null,-1.2458255846980391,-2.2226027155724681,null,null,-1.0089181893895312,1.3815481171350674,null,null,null,null,null,null,-1.1598173429277039,-1.0863895625449391,null,null,null,null,null,null,-1.3118902291086616,-1.029736832178795,null,null,-1.25744640742858,3.8037324695287746,null,null,-3.1095299175010999E-2,9.0263422311371073,null,null,-1.1974123804580357,4.3030404609791546,null,null,-1.2846288300720099,1.9326822802641954,null,null,null,null,null,null,-0.83345617872846645,5.8492269766054372,null,null,-1.167042347653807,-1.2173945942289448,null,null,-1.2923020064499384,-1.5394680008784265,null,null,-1.3120373913235697,5.4020161744207167,null,null,-1.2408170965653824,0.23327961616027332,null,null,-0.58874147597629312,1.6746618957073882,null,null,-0.91416624977684691,9.5394847714214244,null,null,-0.12945820048703546,14.39364801658286,null,null,-8.8728966301624482E-2,19.612004561537997,null,null,-1.3013492664486463,-2.4120321620166711,null,null,-0.9999055681401936,1.3711460514396163,null,null,null,null,null,null,-1.1633172283648474,-1.0956263950053282,null,null,null,null,null,null,-1.3024923735057208,-1.0126667832589538,null,null,-1.2903105354178117,3.6404473665105344,null,null,-1.841955663351626E-2,9.1198739624747205,null,null,-1.2047611178689794,4.3021914018519105,null,null,-1.2380706143548093,2.0646309124927349,null,null,null,null,null,null,-0.82496784727305372,5.9971598391786554,null,null,-0.97507914515417926,-0.35986288250862664,null,null,-1.2753124567247247,-1.5052002718223079,null,null,-1.3116622558894875,5.4023944558669905,null,null,-1.2536744339105552,0.20327202097761993,null,null,-0.61018805453036173,1.6343962369747187,null,null,-0.9160417741822291,9.5299190293900384,null,null,-0.28346418960585817,14.1494376237381,null,null,-0.19856547317616688,20.315782650588762,null,null,-1.2824986188343408,-2.3467880059131954,null,null,-1.0162255372749973,1.3341412142215892,null,null,null,null,null,null,-1.2018248875487605,-1.2130558241065796,null,null,null,null,null,null,-1.3017310943251335,-1.0127456523710094,null,null,-1.3076826269345985,3.5511082116131951,null,null,-6.1833700234776101E-3,9.2090847459673721,null,null,-1.20966478832024,4.2817525221358084,null,null,-1.2961501308939722,1.9102490593322179,null,null,null,null,null,null,-0.84194012546061114,5.8152938064099988,null,null,-1.1634433246026339,-1.1905494471472209,null,null,-1.2858763124616672,-1.5305262301267546,null,null,-1.3084196614596262,5.411962644724575,null,null,-1.2478417456138262,0.21913963002762774,null,null,-0.61345924784667205,1.6356640481878726,null,null,-0.91357455319844705,9.5451860669312634,null,null,-0.1817452530314384,13.695830952063385,null,null,-0.1019299443181548,20.090545885903822,null,null,-1.2379740310313687,-2.2014472375969634,null,null,-0.98480026929528741,1.4858795911809994,null,null,null,null,null,null,-1.1735397290488823,-1.1119253268243843,null,null,null,null,null,null,-1.3129093677365444,-1.0322045388898702]
[308,"2012-02-08T12:00:00",187.27179713458798,0,0,187.27179713458798,{"$f":"F325/'Refrigeration & Weather'!$C$22","v":84.167099835769889},{"$f":"G325*3*'Refrigeration & Weather'!$C$23","v":63.12532487682742},null,null,null,null,null,null,null,null,-0.27017621867906555,7.5279084356803647,null,null,-1.1513177516044903,2.8369602532086708,null,null,-1.2721275891658133,-1.5157558230208998,null,null,-1.0087461066037502,3.6012830289776709,null,null,-1.2225026354550805,-1.8571544338876729,null,null,-1.294692216679854,-1.5560390339780514,null,null,-1.3145352607536751,5.392369584987228,null,null,-1.2556908198085512,0.169506304533528,null,null,-0.71758866332038307,0.93242473874508536,null,null,-1.0034566751552001,8.967362669552676,null,null,-0.58319394878265529,8.3881620148185689,null,null,-0.8587375112303991,4.0112762818505541,null,null,-1.2799450851419456,-2.3606031375956453,null,null,-1.1070283386426647,0.45256369543732888,null,null,null,null,null,null,-1.203509497639337,-1.3232001962022288,null,null,null,null,null,null,-1.3056406972401369,-1.0211674388846017,null,null,-1.297157408008917,3.5832826339745982,null,null,-0.47561323246146525,5.0827510385425461,null,null,-1.2207920600825963,4.1632028455344123,null,null,-1.2952466451813256,1.8894188123291831,null,null,null,null,null,null,-1.0137570175500965,3.5686829047413178,null,null,-1.2119705668390481,-1.6706930328009182,null,null,-1.2955782285140898,-1.5531694428779053,null,null,-1.3135617125335597,5.3932169192809338,null,null,-1.2563458622134192,0.16794234241318071,null,null,-0.72654216474575539,0.93664127097459648,null,null,-1.0148049081551767,8.9231698790133454,null,null,-0.61523693649535671,8.3146661547987186,null,null,-0.82750502152072258,4.0538825255566096,null,null,-1.2601174802092954,-2.3127071565264776,null,null,-1.1043153126658898,0.47013317514366837,null,null,null,null,null,null,-1.1929201108505756,-1.3076889052282441,null,null,null,null,null,null,-1.3131822680978187,-1.0342315523801529,null,null,-1.2731943439030666,3.670435358681162,null,null,-0.45978461206551402,5.1711690666201893,null,null,-1.2204007268886086,4.1643225908626791,null,null,-1.2903961579479604,1.9003366614243919,null,null,null,null,null,null,-1.0166106113812265,3.5102489604499776,null,null,-1.2126906841926386,-1.6740574178796592,null,null,-1.2961014424993329,-1.5544305835593375,null,null,-1.3138351338268621,5.3931155877237051,null,null,-1.253768860514572,0.16793651874352347,null,null,-0.7294648905624056,0.9175568078630959,null,null,-1.0098628671573557,8.9443388256546505,null,null,-0.61642488030941223,8.3979251201083862,null,null,-0.82951059393656645,4.1363030397647895,null,null,-1.3055354265400969,-2.4391070272557069,null,null,-1.0951710729030786,0.47273299570048,null,null,null,null,null,null,-1.1959390282089164,-1.3135694984255779,null,null,null,null,null,null,-1.304777859270549,-1.0207939026112254,null,null,-1.2983657407811806,3.5729891743910902,null,null,-0.45180135259452886,5.225267208627451,null,null,-1.2276594627516753,4.1626709005720501,null,null,-1.2510082102505249,1.9915176350829082,null,null,null,null,null,null,-1.0137450655998896,3.5599381600403839,null,null,-1.0641590272057382,-1.1148540208239521,null,null,-1.281073772914038,-1.5282820414404228,null,null,-1.3134814445208651,5.3933989610433164,null,null,-1.2649450176307104,0.14596176599262325,null,null,-0.74834632390317957,0.88046682618706107,null,null,-1.0112314501225503,8.9380864961376343,null,null,-0.74346960020892472,7.9467953967192324,null,null,-0.93183987979058369,3.6440056600110458,null,null,-1.2901783854951077,-2.3952587257329929,null,null,-1.1093502050443058,0.44451117927762374,null,null,null,null,null,null,-1.2281059879401495,-1.3936635371603823,null,null,null,null,null,null,-1.3040200852005555,-1.0206473281419877,null,null,-1.3115090560173099,3.5191820419721185,null,null,-0.4440586233208062,5.2772310844139954,null,null,-1.2314877936248334,4.1494044728647195,null,null,-1.300682772507437,1.8844626725356823,null,null,null,null,null,null,-1.0236303962336937,3.4949355023514248,null,null,-1.2102890678654863,-1.6603104694776341,null,null,-1.2901904410853677,-1.5475380298209624,null,null,-1.3107652287560345,5.4001682876058563,null,null,-1.2600068841513554,0.15771787276524299,null,null,-0.75165679381961403,0.88058071999677934,null,null,-1.0095515810641265,8.9475305203273781,null,null,-0.63922092602637892,8.1214427272889402,null,null,-0.86002789919294576,4.1636011757189726,null,null,-1.2534154830858495,-2.2980939372275921,null,null,-1.0853989993772846,0.53108133655211187,null,null,null,null,null,null,-1.205261007342201,-1.3251852162013134,null,null,null,null,null,null,-1.3140576520640999,-1.0361777984379104]
[311,"2012-02-08T21:00:00",348.9142654377053,0,0,348.9142654377053,{"$f":"F328/'Refrigeration & Weather'!$C$22","v":156.8154001967215},{"$f":"G328*3*'Refrigeration & Weather'!$C$23","v":117.61155014754112},null,null,null,null,null,null,null,null,-0.45665504931591605,4.0634725013200379,null,null,-1.1866105239271927,0.30581843083985866,null,null,-1.2761855490209402,5.1134543115452118,null,null,-1.083479270785364,0.55534531613226601,null,null,-1.2373950596892072,4.7338288203999248,null,null,-1.2969156361855796,5.0789857457648129,null,null,-1.3155326817103385,-1.2550138402416857,null,null,-1.2631415080106927,6.7787845015788468,null,null,-0.79674278746681337,7.1868378216727367,null,null,-1.0554156834782142,6.4578535704137536,null,null,-0.77483288630017999,4.2462633953164683,null,null,-1.0423828212737225,7.5154599291928097,null,null,-1.2855345512589313,4.2515009001956994,null,null,-1.1498369555278247,6.7579982942608234,null,null,null,null,null,null,-1.2202182251764515,5.2228859324153181,null,null,null,null,null,null,null,null,null,null,-1.3015330078035627,1.2377139324523219,null,null,-0.66824027479455428,10.148675283209855,null,null,-1.2332096327419091,1.8832761846248787,null,null,-1.2979695194311942,-0.33832073759626358,null,null,null,null,null,null,-1.0870494563568858,0.52961016739033828,null,null,-1.2336214552928868,4.8362957556946995,null,null,-1.2979299566017966,5.0813597794642025,null,null,-1.3145968871393614,-1.2543175982181913,null,null,-1.2637273203032644,6.7775150342076396,null,null,-0.80578750449631142,7.1869960490588403,null,null,-1.0648568850125555,6.4237404547602805,null,null,-0.80306356718144822,4.1702330244576391,null,null,-1.0158074228080887,7.6264460079926026,null,null,-1.267769057534593,4.2884243552138992,null,null,-1.1477990594660836,6.7689165437728738,null,null,null,null,null,null,-1.2102973670392172,5.2348664958674522,null,null,null,null,null,null,null,null,null,null,-1.2809884477004971,1.3015691052105731,null,null,-0.65598281180327123,10.208751712887828,null,null,-1.232866756833054,1.8841475471755424,null,null,-1.2935925913294526,-0.3297872895540423,null,null,null,null,null,null,-1.087898348346015,0.50108574756760593,null,null,-1.2342067151008227,4.8340375069252168,null,null,-1.2983961529442927,5.0802950413469095,null,null,-1.3148656776749978,-1.2544047531415492,null,null,-1.2611547422309251,6.7776696247672605,null,null,-0.80791100326633392,7.1730884773856349,null,null,-1.0608156145535643,6.4396591201871116,null,null,-0.80629886721859978,4.1857342012186987,null,null,-1.0197082805432847,7.6406442286170018,null,null,-1.3077595593102154,4.1914594557284186,null,null,-1.1388636693942606,6.7740335497192525,null,null,null,null,null,null,-1.2130676476898854,5.2304846859373333,null,null,null,null,null,null,null,null,null,null,-1.3023698786244329,1.2312893480725564,null,null,-0.6501537322184977,10.244494117770643,null,null,-1.2400391329915093,1.8823639340053646,null,null,-1.2581619340435894,-0.25844069341880355,null,null,null,null,null,null,-1.0867483421819009,0.52569591557633522,null,null,-1.1090559298168883,5.2398679402757455,null,null,-1.2845406769554211,5.102024168429133,null,null,-1.3145246124033718,-1.2541720208307123,null,null,-1.2713592086395116,6.7598673597683483,null,null,-0.82504940023386797,7.1395850910013401,null,null,-1.0619204598183407,6.4350330655653485,null,null,-0.91262404381842654,3.8036233895024183,null,null,-1.0981191288878966,7.2040423063218135,null,null,-1.294289771928701,4.2252468647518535,null,null,-1.1518063757928194,6.7516383153834099,null,null,null,null,null,null,-1.2417767570417808,5.1684387086746462,null,null,null,null,null,null,null,null,null,null,-1.3134144579222287,1.192272554015988,null,null,-0.64448284150154822,10.278902812094964,null,null,-1.2433035205009353,1.8723795519698778,null,null,-1.3031857408054126,-0.34235601526784271,null,null,null,null,null,null,-1.0943170837704208,0.49135475707930731,null,null,-1.2323408478145315,4.8427864139096641,null,null,-1.2927951232474177,5.0860562687277069,null,null,-1.3121044694084643,-1.2487980154064884,null,null,-1.2669427572317646,6.7694535577672221,null,null,-0.82835163400524014,7.1392207528086891,null,null,-1.0606306779470775,6.4417423326085181,null,null,-0.81961121495421918,4.0505139158452943,null,null,-1.0476455708990959,7.5536536849533675,null,null,-1.2617009256462854,4.2998456541365826,null,null,-1.1313887482779013,6.8120160808732786,null,null,null,null,null,null,-1.2218810595851262,5.2212489956011137]
[312,"2012-02-09",136.59231533878102,0,0,136.59231533878102,{"$f":"F329/'Refrigeration & Weather'!$C$22","v":61.389804646643164},{"$f":"G329*3*'Refrigeration & Weather'!$C$23","v":46.042353484982371},null,null,null,null,null,null,null,null,-0.5067253674408686,5.9610703882211507,null,null,-1.1954791829959412,2.4488029163965637,null,null,-1.2773975548824994,-1.5334436634392681,null,null,-1.1024584461480842,2.2648820479499197,null,null,-1.241437269330635,-1.9748535932004188,null,null,-1.2975758738839682,-1.5662350003215937,null,null,-1.315821084368781,5.3867588419097316,null,null,-1.2652889170228279,0.12667561747941988,null,null,-0.81925274759877975,0.43869691384226905,null,null,-1.0698290841207299,8.5944438549735196,null,null,-0.82129021125953272,6.037813988597291,null,null,-1.0786314698284263,0.3511163422659378,null,null,-1.2870963294214852,-2.399470165861501,null,null,-1.1609560089626825,3.5538416265840977E-2,null,null,null,null,null,null,-1.2248462718112045,-1.4449422140343022,null,null,null,null,null,null,null,null,null,null,-1.3027072914881568,3.5435021729243674,null,null,-0.71758842644544674,3.1279319601820452,null,null,-1.2367044975845047,4.0803887234453722,null,null,-1.2987444153294452,1.8724285332319914,null,null,null,null,null,null,-1.1056047145208729,2.2392154593620743,null,null,-1.2391814199842142,-1.8888303916775955,null,null,-1.2986279662799103,-1.5639983813414986,null,null,-1.3148963501612918,5.3874131297401524,null,null,-1.2658546097535199,0.12548709114904008,null,null,-0.8282902137742284,0.43792104238122775,null,null,-1.0787357352501756,8.563088232067491,null,null,-0.8482950269089462,5.96478226779388,null,null,-1.0538727823272727,0.45987883549059183,null,null,-1.2699105180000523,-2.3654212348735495,null,null,-1.1590829237576199,4.4989842068527852E-2,null,null,null,null,null,null,-1.2151135548995602,-1.4338896253017039,null,null,null,null,null,null,null,null,null,null,-1.2830929599028691,3.6015400978997203,null,null,-0.70624895297200851,3.1809526957028136,null,null,-1.2363753237387209,4.0811943205207637,null,null,-1.2945017920004627,1.880329027288024,null,null,null,null,null,null,-1.1060241232452579,2.2145356641469607,null,null,-1.2397318239242625,-1.8908564043383238,null,null,-1.299077160857981,-1.5650072812650526,null,null,-1.3151637455602163,5.3873302277839707,null,null,-1.2632849499098222,0.12567611714397431,null,null,-0.83019831383458953,0.42537719041552313,null,null,-1.0749427243058767,8.5776087326901784,null,null,-0.85166387652635434,5.9689032720439723,null,null,-1.0579134391299765,0.46540473982876285,null,null,-1.3083799813232988,-2.45471853155713,null,null,-1.1502355146024932,5.04220774648938E-2,null,null,null,null,null,null,-1.217815478213663,-1.4378892958118219,null,null,null,null,null,null,null,null,null,null,-1.3034533850270009,3.5379441202658195,null,null,-0.70096289055036298,3.2122030314002892,null,null,-1.2435182227056709,4.0794105990889378,null,null,-1.2601942719974832,1.9464063204869415,null,null,null,null,null,null,-1.1052464047572617,2.2359845426943665,null,null,-1.1209283545694113,-1.5190294383620988,null,null,-1.2855675951601251,-1.5445186193152278,null,null,-1.3148263764978576,5.3875488438790988,null,null,-1.2732073654176175,0.10901778597128613,null,null,-0.84679631706489289,0.39312384739764494,null,null,-1.0759756309844153,8.5734083938899541,null,null,-0.95198055988275809,5.616045763609363,null,null,-1.1295924200830829,7.520703303300813E-2,null,null,-1.2954406471258717,-2.4235606401675791,null,null,-1.1628255475125606,2.9672410358361323E-2,null,null,null,null,null,null,-1.2455497974933472,-1.4951695388614827,null,null,null,null,null,null,null,null,null,null,-1.3139305808732322,3.5025820655844724,null,null,-0.69581489057112755,3.2422995078092884,null,null,-1.2466265728002479,4.0702707556208653,null,null,-1.3038967120986207,1.8686538055982211,null,null,null,null,null,null,-1.1122851795622219,2.2052218882523498,null,null,-1.2379997205186617,-1.88312498462338,null,null,-1.293567939334201,-1.5595660758382299,null,null,-1.312491062241256,5.3925478171270731,null,null,-1.2689429721888965,0.11800490371805872,null,null,-0.85009138110424709,0.39265044581706643,null,null,-1.0747893281133174,8.5794196160388054,null,null,-0.86304297604637825,5.8618678395606967,null,null,-1.0843460701242227,0.37282934627229491,null,null,-1.2640221273670929,-2.3548485177613498,null,null,-1.1433387411818048,8.3747410544287915E-2,null,null,null,null,null,null,-1.2264831070071536,-1.4464799379523443]
[314,"2012-02-09T06:00:00",123.17827274118912,0,0,123.17827274118912,{"$f":"F331/'Refrigeration & Weather'!$C$22","v":55.361021456714219},{"$f":"G331*3*'Refrigeration & Weather'!$C$23","v":41.520766092535666},null,null,null,null,null,null,null,null,-0.59297232756627949,5.4380183490149516,null,null,-1.2102130471448886,2.3383247883622786,null,null,-1.2796402410830001,-1.5404785030708903,null,null,-1.1351587750401213,1.9525313538553184,null,null,-1.2484687450746876,-1.8368246239930777,null,null,-1.2987928539639184,-1.5702425038758938,null,null,-1.3163435385300459,5.3846735230611458,null,null,-1.2691704600011842,0.11083236219155886,null,null,-0.85952645805898509,0.25703201039905899,null,null,-1.0951894551419816,8.4626854016747135,null,null,-0.89663878986685908,5.3969222699635111,null,null,-1.1313995859154053,-0.33029098865393558,null,null,-1.2898645213620399,-2.4129545840921076,null,null,-1.1797917408124947,-9.0818352293722815E-2,null,null,null,null,null,null,-1.2330026571112607,-1.486569856345231,null,null,null,null,null,null,null,null,null,null,-1.304737955834117,3.5307820693714689,null,null,-0.80009322561202034,2.5266053080974005,null,null,-1.2429259243282502,4.0511574305098748,null,null,-1.3001335894127097,1.8662946036044621,null,null,null,null,null,null,-1.1375167662607075,1.9304574190239319,null,null,-1.2485348541194101,-1.7783960812692412,null,null,-1.2999142207026193,-1.5682473967998265,null,null,-1.3154390070896249,5.3852538285886649,null,null,-1.2696995945414002,0.10978537505960269,null,null,-0.86851056345370303,0.25484253106515331,null,null,-1.1031515380777874,8.4360956963880316,null,null,-0.92137116678363007,5.3315986973805858,null,null,-1.1099993183404429,-0.23505767319933524,null,null,-1.2737098131117512,-2.3837845428508246,null,null,-1.1781871056069328,-8.3603973239382068E-2,null,null,null,null,null,null,-1.2236047447881937,-1.4770967117860627,null,null,null,null,null,null,null,null,null,null,-1.2867455455853953,3.5792326586589192,null,null,-0.79028448600215295,2.5682372472985184,null,null,-1.2426212091432063,4.0518507546204869,null,null,-1.2961311836913438,1.8731118408633325,null,null,null,null,null,null,-1.137288085666222,1.9145582634953555,null,null,-1.2490264536760931,-1.7799719871643971,null,null,-1.3003319872862888,-1.5691564590156337,null,null,-1.315703812790352,5.3851787996586538,null,null,-1.267137153477067,0.11002349969506064,null,null,-0.87004853045816055,0.24460026834279336,null,null,-1.0997925521351073,8.44823844231178,null,null,-0.92459609186311242,5.3220777560542283,null,null,-1.1140369779759827,-0.23829640946586683,null,null,-1.3094785528642214,-2.4601141420197528,null,null,-1.1695245293780703,-7.7942607178831391E-2,null,null,null,null,null,null,-1.2261868247587451,-1.480458490114231,null,null,null,null,null,null,null,null,null,null,-1.3053365153434096,3.5265568329843959,null,null,-0.78589156060480214,2.5923224439873023,null,null,-1.2497057973009975,4.0501058668986794,null,null,-1.2638335142171506,1.9301673831151038,null,null,null,null,null,null,-1.1370794305840488,1.9286599007251199,null,null,-1.1412396257749213,-1.4799119162111214,null,null,-1.2874573261965332,-1.5508675142518937,null,null,-1.3153731897994168,5.3853724617023113,null,null,-1.2765474455813735,9.5362936267527829E-2,null,null,-0.88562742678353346,0.21482372954758666,null,null,-1.1007004873730144,8.4447548045238445,null,null,-1.0143117678326778,5.0250663227338919,null,null,-1.1744621499713432,-0.54285147130504874,null,null,-1.2974829072598089,-2.4334126089785273,null,null,-1.1814841014191024,-9.5815116432207414E-2,null,null,null,null,null,null,-1.2521847555974326,-1.5296180485929696,null,null,null,null,null,null,null,null,null,null,-1.3148282325524405,3.4971819520025575,null,null,-0.78160397276783933,2.6155295646159153,null,null,-1.2525394672940753,4.042382078477007,null,null,-1.3051700202949208,1.8629835818321554,null,null,null,null,null,null,-1.1432699497201448,1.9069168788363366,null,null,-1.2475153702582269,-1.7741210966199317,null,null,-1.2949916484200845,-1.5642858123147518,null,null,-1.3131906279949566,5.3897246525827924,null,null,-1.2725598753801954,0.10329949976395156,null,null,-0.88890365897703105,0.21418811389476267,null,null,-1.0996904815057049,8.4496112042014122,null,null,-0.93322326298957936,5.2544405019568936,null,null,-1.1374572050883565,-0.3265202087042971,null,null,-1.2681428241916779,-2.3746650776937721,null,null,-1.1635871673216245,-5.1874995114258526E-2,null,null,null,null,null,null,-1.2345920616540171,-1.4879307654242602]
[317,"2012-02-09T15:00:00",309.83221531547298,0,0,309.83221531547298,{"$f":"F334/'Refrigeration & Weather'!$C$22","v":139.25043384965079},{"$f":"G334*3*'Refrigeration & Weather'!$C$23","v":104.43782538723809},null,null,null,null,null,null,null,null,-0.69518935887460176,2.6460126594950442,null,null,-1.2268588727553533,1.2088653178427278E-2,null,null,-1.2826108538554759,5.0936410280510112,null,null,-1.1702520743320945,-0.52707742411199476,null,null,-1.2568799790345737,4.6307776632767546,null,null,-1.3003952571063715,5.0677273878270723,null,null,-1.317013695136011,-1.2608039838970997,null,null,-1.2741320534598513,6.7348424221643066,null,null,-0.91011725749476702,6.6846001070802865,null,null,-1.1262295112814773,6.0967881316722758,null,null,-0.97865398066532461,2.5568925632799502,null,null,-1.1811458232505054,5.7692917755775222,null,null,-1.2933016822536891,4.2145389899501886,null,null,-1.2016710260125856,6.4192550132027968,null,null,null,null,null,null,-1.2430425059079862,5.109108110963164,null,null,null,null,null,null,null,null,null,null,-1.3071705960997277,1.2033054298086094,null,null,-0.89362060679752431,8.5420313255515197,null,null,-1.2506983298227901,1.8029228434968552,null,null,-1.3018870618975391,-0.35525949278660285,null,null,null,null,null,null,-1.1716784354285361,-0.54350213952450588,null,null,-1.259196681942262,4.6669209185915577,null,null,-1.3016072690402063,5.0694279334487593,null,null,-1.3161353852065985,-1.260314694210684,null,null,-1.2746140951016283,6.7339669328871352,null,null,-0.91895488698894479,6.6811191982907374,null,null,-1.1330315710165455,6.0758121945620553,null,null,-1.0004756113627915,2.5035448086157075,null,null,-1.1638316987436721,5.8414345148068865,null,null,-1.2784333873871199,4.238052067510341,null,null,-1.200360204590718,6.4242624543440048,null,null,null,null,null,null,-1.2340623030509699,5.1167400720290406,null,null,null,null,null,null,null,null,null,null,-1.2911440415288991,1.2411120828479578,null,null,-0.88553144231258551,8.5716527977027042,null,null,-1.2504242870940143,1.8034849992038609,null,null,-1.2981867874587616,-0.34971393178773919,null,null,null,null,null,null,-1.1709052464435141,-0.5513056245585265,null,null,-1.2596210503200123,4.6657291058013106,null,null,-1.3019834648817368,5.0686440371030237,null,null,-1.3163967593266743,-1.2603793204060585,null,null,-1.2720646261370834,6.7342436318752386,null,null,-0.92005911483345493,6.6734902690917517,null,null,-1.1301972070408042,6.0852187672564355,null,null,-1.002976399743706,2.4861685417418835,null,null,-1.1675830376755894,5.8344845392355902,null,null,-1.3108406005983246,4.1766771310161781,null,null,-1.1919746661549309,6.4297315468801681,null,null,null,null,null,null,-1.2364981689626144,5.1141001341286083,null,null,null,null,null,null,null,null,null,null,-1.307608962912771,1.200409053779786,null,null,-0.88211943834760576,8.5883280205736376,null,null,-1.2574253548939216,1.8018567092438391,null,null,-1.2684190757700791,-0.30325479705045005,null,null,null,null,null,null,-1.1711891266974612,-0.54407541393622105,null,null,-1.1649378016920413,4.9026625006145412,null,null,-1.2899392878272007,5.0842091152054802,null,null,-1.3160748754451475,-1.2602164705075602,null,null,-1.2808159404042168,6.7219999860569475,null,null,-0.93425838126391825,6.6472291650482394,null,null,-1.1309554736166134,6.0825481071822534,null,null,-1.0799203236638795,2.2587097237834866,null,null,-1.2156288813180098,5.6247876747002969,null,null,-1.3000230991166097,4.1982235914558963,null,null,-1.2031448417848962,6.4152945001096837,null,null,null,null,null,null,-1.2603259006585421,5.0744007084715061,null,null,null,null,null,null,null,null,null,null,-1.3159126732962061,1.1776242534041657,null,null,-0.87877713746479647,8.6043982147917113,null,null,-1.2599217043969766,1.7957430203350977,null,null,-1.3067754449781019,-0.35799416891678876,null,null,null,null,null,null,-1.1765734085332913,-0.55671480066464019,null,null,-1.2583551342451578,4.6700077465086549,null,null,-1.2968646815647915,5.0728020251561849,null,null,-1.3140864688085403,-1.2566321491587187,null,null,-1.2771859836623922,6.7286582966221378,null,null,-0.93749895028941077,6.6464537658960516,null,null,-1.1301499953264245,6.0861314022461297,null,null,-1.0092339861210875,2.4516184504995637,null,null,-1.1870874682354444,5.763684345641507,null,null,-1.2732703951948598,4.2454643080919086,null,null,-1.1871167761003001,6.4484054845433434,null,null,null,null,null,null,-1.2445705810399856,5.1079667734816363]
[321,"2012-02-10T03:00:00",240.27126350353396,{"$f":"K338+O338+S338+W338+AA338+AE338+AI338+AM338+AQ338+AU338+AY338+BC338+BG338+BK338+BO338+BS338+BW338+CA338+CE338+CI338+CM338+CQ338+CU338+CY338+DC338+DG338+DK338+DO338+DS338+DW338+EA338+EE338+EI338+EM338+EQ338+EU338+EY338+FC338+FG338+FK338+FO338+FS338+FW338+GA338+GE338+GI338+GM338+GQ338+GU338+GY338+HC338+HG338+HK338+HO338+HS338+HW338+IA338+IE338+II338+IM338+IQ338+IU338+IY338+JC338+JG338+JK338+JO338+JS338+JW338+KA338+KE338+KI338+KM338+KQ338+KU338+KY338+LC338+LG338+LK338+LO338+LS338+LW338+MA338+ME338+MI338+MM338+MQ338+MU338+MY338+NC338+NG338+NK338+NO338+NS338+NW338+OA338+OE338+OI338+OM338+OQ338","v":0},{"$f":"L338+P338+T338+X338+AB338+AF338+AJ338+AN338+AR338+AV338+AZ338+BD338+BH338+BL338+BP338+BT338+BX338+CB338+CF338+CJ338+CN338+CR338+CV338+CZ338+DD338+DH338+DL338+DP338+DT338+DX338+EB338+EF338+EJ338+EN338+ER338+EV338+EZ338+FD338+FH338+FL338+FP338+FT338+FX338+GB338+GF338+GJ338+GN338+GR338+GV338+GZ338+HD338+HH338+HL338+HP338+HT338+HX338+IB338+IF338+IJ338+IN338+IR338+IV338+IZ338+JD338+JH338+JL338+JP338+JT338+JX338+KB338+KF338+KJ338+KN338+KR338+KV338+KZ338+LD338+LH338+LL338+LP338+LT338+LX338+MB338+MF338+MJ338+MN338+MR338+MV338+MZ338+ND338+NH338+NL338+NP338+NT338+NX338+OB338+OF338+OJ338+ON338+OR338","v":0},{"$f":"SUM(C338:E338)","v":240.27126350353396},{"$f":"F338/'Refrigeration & Weather'!$C$22","v":107.98708472068944},{"$f":"G338*3*'Refrigeration & Weather'!$C$23","v":80.990313540517079},null,null,null,null,null,null,null,null,-0.79577302960263185,2.1301919866626555,null,null,-1.2424679599658763,-7.936448943630775E-2,null,null,null,null,null,null,-1.2013670942382124,-0.84207486504871842,null,null,-1.2653478197062529,5.0302768949117489,null,null,null,null,null,null,-1.3177427777111306,-1.2633062226117953,null,null,-1.2795058262877523,6.7159921688393851,null,null,-0.96359115286918495,6.474102192792663,null,null,null,null,null,null,-1.052143232330143,2.0705447001852262,null,null,-1.2196629783802264,5.4271759311443217,null,null,-1.2968982029330776,4.1998943283788641,null,null,-1.2228409726723806,6.3059541582470304,null,null,null,null,null,null,-1.2534365274505448,5.0649446596325234,null,null,null,null,null,null,null,null,null,null,-1.309612795331448,1.1909360129587772,null,null,-0.9809568636948377,8.0191637637892228,null,null,-1.2588864277693128,1.7704569270636858,null,null,-1.3037561886101237,-0.36232161153621101,null,null,null,null,null,null,-1.2018864873834407,-0.85376594620668689,null,null,-1.2693573498770347,5.0476176561298436,null,null,null,null,null,null,-1.316893348335195,-1.2629108536097735,null,null,-1.2799363968578754,6.7152896246260525,null,null,-0.97216754709078279,6.4698569632257286,null,null,null,null,null,null,-1.0709246861871191,2.0303940373438358,null,null,-1.2062520715412732,5.4762780887914602,null,null,-1.2833822743260559,4.2179907602130511,null,null,-1.2217945454830403,6.3092245373811249,null,null,null,null,null,null,-1.2448946329784987,5.070798176258176,null,null,null,null,null,null,null,null,null,null,-1.2955858106096196,1.2190600263962468,null,null,-0.97444508430647669,8.0387948131418447,null,null,-1.258644833108979,1.7708925698076265,null,null,-1.3003765221802481,-0.35801183824919758,null,null,null,null,null,null,-1.2007859347490701,-0.8568517696773611,null,null,-1.2697175267538512,5.0468545390711679,null,null,null,null,null,null,-1.3171508755092078,-1.262963804658719,null,null,-1.277405810449447,6.7155783816659724,null,null,-0.97285717196687338,6.4646150097749775,null,null,null,null,null,null,-1.0722090800223785,2.0119679388451805,null,null,-1.2095367272926199,5.4694890649956225,null,null,-1.3122632101928466,4.1708402725485465,null,null,-1.2137496288261196,6.3140760997969574,null,null,null,null,null,null,-1.247181138756607,5.0688303609062393,null,null,null,null,null,null,null,null,null,null,-1.3099097034808114,1.1890933993816397,null,null,-0.97190574078724945,8.0494687140120078,null,null,-1.2655452425609501,1.769464955022064,null,null,-1.2732966811393069,-0.32185483260348557,null,null,null,null,null,null,-1.2013856718146625,-0.85369238021183869,null,null,-1.1880964810909724,5.2054082392719039,null,null,null,null,null,null,-1.3168385800221725,-1.2628328880329176,null,null,-1.2854379048543956,6.7057693973735635,null,null,-0.98547047702234181,6.4424873651322798,null,null,null,null,null,null,-1.1365910356112254,1.8504678681399249,null,null,-1.2466583236634838,5.3362891007267983,null,null,-1.3026864404895035,4.1874653358407325,null,null,-1.2240901341107879,6.3029890071985148,null,null,null,null,null,null,-1.2687234639357248,5.0382247085545107,null,null,null,null,null,null,null,null,null,null,-1.3170121764708806,1.1722447852839275,null,null,-0.96940434415399279,8.0597523217186531,null,null,-1.2676936868343935,1.7648538295458196,null,null,-1.3084858436578937,-0.36445772054675296,null,null,null,null,null,null,-1.2061626884597085,-0.86050992550864913,null,null,-1.2686777000508107,5.0494957134919343,null,null,null,null,null,null,-1.3150590309415848,-1.260004622778178,null,null,-1.2822001649337338,6.7111322570278586,null,null,-0.9886569769677267,6.4416470933605074,null,null,null,null,null,null,-1.0769966549838208,1.9978332639452634,null,null,-1.2251325904138584,5.4195405198919957,null,null,-1.2786475143370697,4.2237431896748818,null,null,-1.2098955304925059,6.3267031525619846,null,null,null,null,null,null,-1.2548975309092842,5.0640304115680106]
[323,{"$f":"B339+1/8","v":"2012-02-10T09:00:00"},236.4095832887962,0,0,236.4095832887962,{"$f":"F340/'Refrigeration & Weather'!$C$22","v":106.25149810732415},{"$f":"G340*3*'Refrigeration & Weather'!$C$23","v":79.688623580493115},null,null,null,null,null,null,null,null,-0.83515192546127681,1.9445493997600374,null,null,-1.2483920121923311,-0.11040770469055025,null,null,null,null,null,null,-1.2128317807362534,-0.99663274474057673,null,null,-1.2685325847378137,5.0182349279206067,null,null,null,null,null,null,-1.3180519863371412,-1.2642953467833244,null,null,-1.2817766729821394,6.7085709372292177,null,null,-0.98571919690914278,6.3926576227048866,null,null,null,null,null,null,-1.0790811012499295,1.9122695423253318,null,null,-1.2324799423110013,5.33079662916664,null,null,-1.2983790194206377,4.1943411275549458,null,null,-1.2310616821158133,6.2662914727820178,null,null,null,null,null,null,-1.2576810235342371,5.0483744276309679,null,null,null,null,null,null,null,null,null,null,-1.3105881489202811,1.1864502871808384,null,null,-1.0138411910819185,7.8408502524226575,null,null,-1.2622737960547985,1.7580394945623012,null,null,-1.304535851678323,-0.36506646183188446,null,null,null,null,null,null,-1.2129956679014962,-1.0067376113161486,null,null,-1.2730306485256568,5.0312361563071741,null,null,null,null,null,null,-1.3172148927447156,-1.2639381565661894,null,null,-1.2821853448349532,6.7079372126629,null,null,-0.99415253126653325,6.3882769940108224,null,null,null,null,null,null,-1.0966357200174146,1.8773387967567556,null,null,-1.2205334665015688,5.3717023542434506,null,null,-1.2854213390555536,4.2103644506550877,null,null,-1.2301122803168958,6.2689917072238552,null,null,null,null,null,null,-1.2493194075860385,5.0535413638517435,null,null,null,null,null,null,null,null,null,null,-1.2973671985099007,1.2110099546385173,null,null,-1.0079128829379045,7.8571078730215183,null,null,-1.262045664969732,1.7584265104993817,null,null,-1.3012894372433821,-0.36123500407177289,null,null,null,null,null,null,-1.2118169331675464,-1.0086197684739078,null,null,-1.2733676115849728,5.0305766721220637,null,null,null,null,null,null,-1.3174707661559222,-1.2639860547385029,null,null,-1.2796642364500361,6.7082220735231664,null,null,-0.99468558304703503,6.3839005733240386,null,null,null,null,null,null,-1.0973268204555837,1.8598024401477069,null,null,-1.2236045075881525,5.3654993591725999,null,null,-1.3128480646640552,4.1686294489780664,null,null,-1.2222212274750583,6.2734998976671053,null,null,null,null,null,null,-1.2515457239236123,5.051825607040354,null,null,null,null,null,null,null,null,null,null,-1.3108343202659904,1.184953696398394,null,null,-1.0056879201538145,7.8658026624254891,null,null,-1.2689008746697503,1.757103995330827,null,null,-1.2753279830026718,-0.32906650869269988,null,null,null,null,null,null,-1.2125001997757558,-1.0065182683056864,null,null,-1.1966146966623215,5.1698825333879119,null,null,null,null,null,null,-1.3171625482192919,-1.2638681605536812,null,null,-1.2873907255882457,6.6993816914940689,null,null,-1.0066021287330906,6.363583483905745,null,null,null,null,null,null,-1.1568348079541315,1.7223516981655953,null,null,-1.2568038263657719,5.2569982334471028,null,null,-1.3037846340009014,4.1833756112498817,null,null,-1.2322200747514591,6.2637022339199664,null,null,null,null,null,null,-1.2721435389014322,5.0247070147318054,null,null,null,null,null,null,null,null,null,null,-1.3174545396773338,1.170274200169366,null,null,-1.0034893676870169,7.8741773811920099,null,null,-1.2709077511755484,1.7530557034785101,null,null,-1.3091995627952591,-0.36695915309535171,null,null,null,null,null,null,-1.2170836251089585,-1.0117126344472502,null,null,-1.2724075010310845,5.0328273475521854,null,null,null,null,null,null,-1.3154707990568291,-1.2613354121193734,null,null,-1.2843203021436316,6.7042271163985125,null,null,-1.0097608172383747,6.3627423488600785,null,null,null,null,null,null,-1.1017516579184983,1.8509560867439105,null,null,-1.2377014448979766,5.3234352060151657,null,null,-1.2808643579175263,4.2154743472475777,null,null,-1.2187448588181466,6.2840819785146591,null,null,null,null,null,null,-1.2591135724242832,5.0475521415076345]
[326,"2012-02-10T18:00:00",60.170140903741185,0,0,60.170140903741185,{"$f":"F343/'Refrigeration & Weather'!$C$22","v":27.042759956737616},{"$f":"G343*3*'Refrigeration & Weather'!$C$23","v":20.282069967553213},null,null,null,null,null,null,null,null,-0.88426359555419909,3.9416832148222225,null,null,-1.2556458129395522,2.0688121324502378,null,null,null,null,null,null,-1.226504710424565,1.129516447827136,null,null,-1.2726543001953818,-1.6392794971020179,null,null,null,null,null,null,-1.3184606159742964,5.3774375488302875,null,null,-1.2847696359071721,5.6325898252398636E-2,null,null,-1.0144130575942609,-0.35059087938758127,null,null,null,null,null,null,-1.1113046042015118,3.9528384484819403,null,null,-1.2469575092956202,-1.4094310194645421,null,null,-1.3002955413013788,-2.4553936594303769,null,null,-1.2412835886391949,-0.42241890557540074,null,null,null,null,null,null,-1.2631425283709674,-1.6146229642149335,null,null,null,null,null,null,null,null,null,null,-1.3118246806070162,3.4947518730084548,null,null,-1.0538009691994956,0.99669260267806514,null,null,-1.266671268486697,3.9571570039921555,null,null,-1.3055532359944759,1.8458573309287483,null,null,null,null,null,null,-1.2262274284483063,1.1214808187428118,null,null,-1.2776657852152036,-1.6308611492150853,null,null,null,null,null,null,-1.317639869449889,5.3777458428230815,null,null,-1.2851493086453081,5.5778788617483685E-2,null,null,-1.0226280803026098,-0.35499229176700331,null,null,null,null,null,null,-1.1273061277669183,3.9242780395614121,null,null,-1.2367757857623283,-1.3778070987376703,null,null,-1.2880610567237758,-2.441911218013245,null,null,-1.2404501697064405,-0.42034734763448578,null,null,null,null,null,null,-1.2550133591043087,-1.6103037465758689,null,null,null,null,null,null,null,null,null,null,-1.2996317667003867,3.5150573227589339,null,null,-1.0485717181277667,1.0091852087110431,null,null,-1.2664606512236685,3.9574842947908864,null,null,-1.3024802392090702,1.8490980382816307,null,null,null,null,null,null,-1.2249888547830092,1.1207295744608661,null,null,-1.2779734678304215,-1.6313994269485035,null,null,null,null,null,null,-1.3178935549600383,5.3777047031422596,null,null,-1.2826419919759198,5.6050629981655511E-2,null,null,-1.0229726491046374,-0.35835878437319835,null,null,null,null,null,null,-1.1271762576051723,3.9085679507065501,null,null,-1.2395646763779657,-1.3830785911881103,null,null,-1.31360407980407,-2.4770337481881821,null,null,-1.2327689325201825,-0.41633858211232777,null,null,null,null,null,null,-1.2571631674062378,-1.6117146170474861,null,null,null,null,null,null,null,null,null,null,-1.3120115093108347,3.4936353260278175,null,null,-1.0467160149700196,1.0157101929507772,null,null,-1.2732545129091872,3.9563163661394278,null,null,-1.2779757034833146,1.8763397935759507,null,null,null,null,null,null,-1.2257459609608656,1.1218028014530179,null,null,-1.207477736594021,-1.5152266538318229,null,null,null,null,null,null,-1.317590716831359,5.3778058836372278,null,null,-1.2899642524347343,4.8429644124721227E-2,null,null,-1.0339487676072969,-0.37626465224760053,null,null,null,null,null,null,-1.1806618195607197,3.7991768699113426,null,null,-1.2681472235681222,-1.4648684975813919,null,null,-1.3052072869079738,-2.4645861703458718,null,null,-1.2423263435181062,-0.4245549563389483,null,null,null,null,null,null,-1.2765363524217623,-1.6345563101315326,null,null,null,null,null,null,null,null,null,null,-1.3180181888956868,3.4815318030780227,null,null,-1.0448730489368041,1.0219922013848044,null,null,-1.2750797537741079,3.9529469710356064,null,null,-1.3101317614933106,1.8442755055342355,null,null,null,null,null,null,-1.230123550347328,1.1183803197447337,null,null,-1.2771122915802371,-1.6295963223052772,null,null,null,null,null,null,-1.3160142564138066,5.3799712115914673,null,null,-1.287115820948123,5.2622146507260853E-2,null,null,-1.0370662810405156,-0.37708382730340406,null,null,null,null,null,null,-1.1313042337795909,3.9045548470171445,null,null,-1.2518350628587409,-1.4159834269689995,null,null,-1.2837351983987344,-2.4375949107808923,null,null,-1.2297519259125775,-0.40805730118016947,null,null,null,null,null,null,-1.2645375739565134,-1.6153281378306852]
[328,"2012-02-11",56.581762430582899,0,0,56.581762430582899,{"$f":"F345/'Refrigeration & Weather'!$C$22","v":25.430005586778837},{"$f":"G345*3*'Refrigeration & Weather'!$C$23","v":19.072504190084128},null,null,null,null,null,null,null,null,-0.91171580043055189,3.8277050340674634,null,null,-1.2596391988807039,2.0509024341807387,null,null,null,null,null,null,-1.2338213632326942,1.0739415029478232,null,null,-1.2750407323277522,-1.6472248280337525,null,null,null,null,null,null,-1.3187018213025372,5.376742540921053,null,null,-1.2865318108878394,5.1142602534854087E-2,null,null,null,null,null,null,null,null,null,null,-1.1286756295426654,3.8666600907766773,null,null,-1.2543913506438127,-1.4542843815005022,null,null,-1.3014052436801189,-2.4590855043486197,null,null,-1.2469907539134175,-0.44616246724761321,null,null,null,null,null,null,-1.266287926578165,-1.6254765153213266,null,null,null,null,null,null,null,null,null,null,-1.3125274620508605,3.4919364442768561,null,null,null,null,null,null,-1.2692241931239594,3.9488129194748165,null,null,-1.3061463345098108,1.8439710584247153,null,null,null,null,null,null,-1.2332991761598346,1.0669744830131216,null,null,-1.2802883632828548,-1.6409781789139604,null,null,null,null,null,null,-1.317890728140203,5.3770228257792851,null,null,-1.2868943359926834,5.064423121152313E-2,null,null,null,null,null,null,null,null,null,null,-1.1437993584747479,3.8415437202322682,null,null,-1.2451643107701695,-1.4273484833711219,null,null,-1.2895895774128858,-2.4469986870667748,null,null,-1.2462197568957745,-0.44440368234322164,null,null,null,null,null,null,-1.2582925166669119,-1.6216265560784391,null,null,null,null,null,null,null,null,null,null,-1.300921878675652,3.5099615324970395,null,null,null,null,null,null,-1.2690237623933158,3.9491073584169398,null,null,-1.3031741768240466,1.8468850135400796,null,null,null,null,null,null,-1.2320445732020782,1.0666639269140892,null,null,-1.280579490537296,-1.6414522574126145,null,null,null,null,null,null,-1.3181431306300517,5.3769857133537249,null,null,-1.2843957847546623,5.0904328008466997E-2,null,null,null,null,null,null,null,null,null,null,-1.1431744063416227,3.8271116386422666,null,null,-1.2477898685238378,-1.4320479347152859,null,null,-1.3140412657700802,-2.4785021563098821,null,null,-1.2386650950781308,-0.44070572328707747,null,null,null,null,null,null,-1.260398871457006,-1.6228718894477261,null,null,null,null,null,null,null,null,null,null,-1.312683135630246,3.4910076431197106,null,null,null,null,null,null,-1.2757808935081103,3.9480381229691854,null,null,-1.2795177119500436,1.8714014188250994,null,null,null,null,null,null,-1.2328288715493148,1.067319516381253,null,null,-1.2136820003414681,-1.5378448468527361,null,null,null,null,null,null,-1.3178434531702621,5.3770773018752775,null,null,-1.2914793301461096,4.396988218543605E-2,null,null,null,null,null,null,null,null,null,null,-1.1933260758968147,3.7323409215506707,null,null,-1.2739213433780436,-1.5008134229237944,null,null,-1.3060316757927981,-2.4673148256876436,null,null,-1.2479676034578246,-0.44805430296257942,null,null,null,null,null,null,-1.2790622258120248,-1.6433636883937437,null,null,null,null,null,null,null,null,null,null,-1.318340004511191,3.480278467961416,null,null,null,null,null,null,-1.2775018279457311,3.9450358720614065,null,null,-1.3106759647093145,1.8425664365309293,null,null,null,null,null,null,-1.2371091554071212,1.0647264095332314,null,null,-1.2797734293970846,-1.6398816471560549,null,null,null,null,null,null,-1.3163346353162508,5.3790381642104599,null,null,-1.2887624013794652,4.7794110612989993E-2,null,null,null,null,null,null,null,null,null,null,-1.1472082877629011,3.825058296450111,null,null,-1.2590635792324885,-1.4602403215194342,null,null,-1.2853979559798634,-2.4431213239263885,null,null,-1.2358992808754383,-0.43359084008435883,null,null,null,null,null,null,-1.2676609409606843,-1.6261150679934382]
[332,"2012-02-11T12:00:00",1.6819358650595266,0,0,1.6819358650595266,{"$f":"F349/'Refrigeration & Weather'!$C$22","v":0.75592623148742777},{"$f":"G349*3*'Refrigeration & Weather'!$C$23","v":0.56694467361557077},null,null,null,null,null,null,null,null,null,null,null,null,null,null,null,null,null,null,null,null,-1.245961732510811,1.5920486865179344,null,null,-1.2791225996286899,-1.6599875218307354,null,null,null,null,null,null,null,null,null,null,null,null,null,null,null,null,null,null,null,null,null,null,-1.1563386100576682,3.7409994524868364,null,null,-1.2657145147196727,-1.5155385795690612,null,null,-1.303303696193286,-2.4650120490569627,null,null,-1.2564020583811728,-0.48238703275432193,null,null,null,null,null,null,-1.2716393935174077,-1.6427675345776476,null,null,null,null,null,null,null,null,null,null,-1.3137075580948057,3.4875396362050202,null,null,null,null,null,null,null,null,null,null,null,null,null,null,null,null,null,null,-1.2450166060558134,1.5869445783344713,null,null,-1.2846704815311512,-1.6567073650684294,null,null,null,null,null,null,null,null,null,null,null,null,null,null,null,null,null,null,null,null,null,null,-1.1700027838343026,3.7213004140584687,null,null,-1.2580093191679649,-1.4955059578180245,null,null,-1.2922038872692816,-2.4551797064503273,null,null,-1.2557301831573215,-0.48108512554450517,null,null,null,null,null,null,-1.2638703370338475,-1.639682581688739,null,null,null,null,null,null,null,null,null,null,-1.3030930253845432,3.5019707107351117,null,null,null,null,null,null,null,null,null,null,null,null,null,null,null,null,null,null,-1.2437618114658116,1.587183576886243,null,null,-1.2849339775890773,-1.6570815446026634,null,null,null,null,null,null,null,null,null,null,null,null,null,null,null,null,null,null,null,null,null,null,-1.1685093982795127,3.7092338546943817,null,null,-1.2603596125549672,-1.4992410500774642,null,null,-1.3147879995647509,-2.4808588727709435,null,null,-1.2483997786898775,-0.47794397736521543,null,null,null,null,null,null,-1.2659041345883517,-1.6406634296668619,null,null,null,null,null,null,null,null,null,null,-1.3138152856519636,3.4868818955086036,null,null,null,null,null,null,null,null,null,null,null,null,null,null,null,null,null,null,-1.2445709211828198,1.5872977479394568,null,null,-1.2241447232728668,-1.5735131312962327,null,null,null,null,null,null,null,null,null,null,null,null,null,null,null,null,null,null,null,null,null,null,-1.2132253410247231,3.636712096716729,null,null,-1.2826472704302134,-1.549366876163242,null,null,-1.3074429760930657,-2.4717033271104496,null,null,-1.2572681215108559,-0.48389343609496527,null,null,null,null,null,null,-1.2833528751248575,-1.6573593865041669,null,null,null,null,null,null,null,null,null,null,-1.3188828808444819,3.4783084371938946,null,null,null,null,null,null,null,null,null,null,null,null,null,null,null,null,null,null,-1.2487133905580354,1.5856974503434482,null,null,-1.2842185332265497,-1.6558656074854889,null,null,null,null,null,null,null,null,null,null,null,null,null,null,null,null,null,null,null,null,null,null,-1.1724958451862415,3.709429146314787,null,null,-1.2700329754445954,-1.5203916459840425,null,null,-1.2882422796286244,-2.4520163500643219,null,null,-1.246039363692752,-0.47256518331885933,null,null,null,null,null,null,-1.2729742835950149,-1.6432945460121899]
[333,"2012-02-11T15:00:00",132.8084921095375,0,0,132.8084921095375,{"$f":"F350/'Refrigeration & Weather'!$C$22","v":59.689209936870796},{"$f":"G350*3*'Refrigeration & Weather'!$C$23","v":44.766907452653101},null,null,null,null,null,null,null,null,null,null,null,null,null,null,null,null,null,null,null,null,-1.2481543027076594,-1.2822905894392813,null,null,-1.2800215203694587,4.98031736458874,null,null,null,null,null,null,null,null,null,null,null,null,null,null,null,null,null,null,null,null,null,null,-1.162098705012435,1.5023835637608707,null,null,-1.267994664451646,5.116177540527965,null,null,-1.3037218783970073,4.176722224858656,null,null,-1.2584162476473075,6.153321489518663,null,null,null,null,null,null,-1.2728130800476938,4.9966148947690936,null,null,null,null,null,null,null,null,null,null,-1.3139637679684408,1.1730387130265902,null,null,null,null,null,null,null,null,null,null,null,null,null,null,null,null,null,null,-1.2471301980029394,-1.287225625484699,null,null,-1.2856179651207091,4.9830626142796239,null,null,null,null,null,null,null,null,null,null,null,null,null,null,null,null,null,null,null,null,null,null,-1.1754491063354804,1.483792614521255,null,null,-1.2606062973140171,5.1348697165390398,null,null,-1.2927795184703652,4.1860811324879696,null,null,-1.2577649496336676,6.1545350216906121,null,null,null,null,null,null,-1.2650932851530661,4.9995378937421862,null,null,null,null,null,null,null,null,null,null,-1.3035651657092158,1.1867297884381567,null,null,null,null,null,null,null,null,null,null,null,null,null,null,null,null,null,null,-1.2458790975122744,-1.2869790088813473,null,null,-1.2858754938708672,4.9827087846545712,null,null,null,null,null,null,null,null,null,null,null,null,null,null,null,null,null,null,null,null,null,null,-1.1737619731477156,1.4722581887417048,null,null,-1.2628970348358255,5.1313390037284536,null,null,-1.3149522441039176,4.1616213061227452,null,null,-1.2504851163456185,6.1575505634799219,null,null,null,null,null,null,-1.2671114579447731,4.9986121263392436,null,null,null,null,null,null,null,null,null,null,-1.3140618314505566,1.1724327320445396,null,null,null,null,null,null,null,null,null,null,null,null,null,null,null,null,null,null,-1.2466898238933157,-1.2868929725974911,null,null,-1.2264229969436988,5.0621156867550319,null,null,null,null,null,null,null,null,null,null,null,null,null,null,null,null,null,null,null,null,null,null,-1.2173265670714259,1.4041758576660459,null,null,-1.2843939625550769,5.084759782130261,null,null,-1.3077539863097518,4.1703508811019123,null,null,-1.2592582591951909,6.1518943668365482,null,null,null,null,null,null,-1.2842927673834794,4.9827131184837468,null,null,null,null,null,null,null,null,null,null,-1.3190011680393461,1.1643013930915433,null,null,null,null,null,null,null,null,null,null,null,null,null,null,null,null,null,null,-1.2508110395124019,-1.2881508989554915,null,null,-1.2851793887265037,4.9838536355993437,null,null,null,null,null,null,null,null,null,null,null,null,null,null,null,null,null,null,null,null,null,null,-1.1777552547496812,1.4727950402153551,null,null,-1.2722355311870184,5.1115701006779695,null,null,-1.2888685834429507,4.1890937291955037,null,null,-1.2482099697612152,6.162588346559013,null,null,null,null,null,null,-1.2741395173427399,4.9961119887229124]
[337,"2012-02-12T03:00:00",56.791626883270951,0,0,56.791626883270951,{"$f":"F354/'Refrigeration & Weather'!$C$22","v":25.524326689110545},{"$f":"G354*3*'Refrigeration & Weather'!$C$23","v":19.143245016832907},null,null,null,null,null,null,null,null,null,null,null,null,null,null,null,null,null,null,null,null,-1.2556651834056065,-1.2480628848822555,null,null,null,null,null,null,null,null,null,null,null,null,null,null,null,null,null,null,null,null,null,null,null,null,null,null,-1.1816770253644195,1.4248996661496216,null,null,-1.2755497534358231,5.0815913972813469,null,null,null,null,null,null,-1.2654177544194301,6.1294602635969806,null,null,null,null,null,null,null,null,null,null,null,null,null,null,null,null,null,null,null,null,null,null,null,null,null,null,null,null,null,null,null,null,null,null,null,null,null,null,-1.2543618380592509,-1.2521613137386838,null,null,null,null,null,null,null,null,null,null,null,null,null,null,null,null,null,null,null,null,null,null,null,null,null,null,-1.193934665516452,1.4099945694763745,null,null,-1.2692374969683102,5.096003276459272,null,null,null,null,null,null,-1.2648361717155305,6.1303919864350194,null,null,null,null,null,null,null,null,null,null,null,null,null,null,null,null,null,null,null,null,null,null,null,null,null,null,null,null,null,null,null,null,null,null,null,null,null,null,-1.2531324269939337,-1.2517499325450894,null,null,null,null,null,null,null,null,null,null,null,null,null,null,null,null,null,null,null,null,null,null,null,null,null,null,-1.1915535712614331,1.4003347956864447,null,null,-1.2713203080525872,5.0931641851096945,null,null,null,null,null,null,-1.2577392540967962,6.1329556980316839,null,null,null,null,null,null,null,null,null,null,null,null,null,null,null,null,null,null,null,null,null,null,null,null,null,null,null,null,null,null,null,null,null,null,null,null,null,null,-1.2539417619260471,-1.2518465102653615,null,null,null,null,null,null,null,null,null,null,null,null,null,null,null,null,null,null,null,null,null,null,null,null,null,null,-1.2311551800447764,1.3467453137900673,null,null,-1.2901555916897578,5.0577536881966454,null,null,null,null,null,null,-1.2661752228223058,6.1282986126109122,null,null,null,null,null,null,null,null,null,null,null,null,null,null,null,null,null,null,null,null,null,null,null,null,null,null,null,null,null,null,null,null,null,null,null,null,null,null,-1.2580014765095149,-1.2526118065747256,null,null,null,null,null,null,null,null,null,null,null,null,null,null,null,null,null,null,null,null,null,null,null,null,null,null,-1.1956162247132407,1.4017332372467071,null,null,-1.279517386049033,5.0778400846279155,null,null,null,null,null,null,-1.2557561952636709,6.1368925565783732]
[338,"2012-02-12T06:00:00",14.495541486729433,0,0,14.495541486729433,{"$f":"F355/'Refrigeration & Weather'!$C$22","v":6.5148501063952517},{"$f":"G355*3*'Refrigeration & Weather'!$C$23","v":4.886137579796439},null,null,null,null,null,null,null,null,null,null,null,null,null,null,null,null,null,null,null,null,-1.2573436907198137,1.3896418270767912,null,null,null,null,null,null,null,null,null,null,null,null,null,null,null,null,null,null,null,null,null,null,null,null,null,null,-1.1858487829412618,3.6237597638014303,null,null,-1.2771211351924301,-1.5680365227399873,null,null,null,null,null,null,-1.26694259128181,-0.51841653769982232,null,null,null,null,null,null,null,null,null,null,null,null,null,null,null,null,null,null,null,null,null,null,null,null,null,null,null,null,null,null,null,null,null,null,null,null,null,null,-1.2559757859105913,1.3859525344180854,null,null,null,null,null,null,null,null,null,null,null,null,null,null,null,null,null,null,null,null,null,null,null,null,null,null,-1.1978682461298198,3.6096203605185173,null,null,-1.2710379735005291,-1.5544787995063358,null,null,null,null,null,null,-1.2663758092715507,-0.51754101310927392,null,null,null,null,null,null,null,null,null,null,null,null,null,null,null,null,null,null,null,null,null,null,null,null,null,null,null,null,null,null,null,null,null,null,null,null,null,null,-1.2547531771803906,1.3864065866212061,null,null,null,null,null,null,null,null,null,null,null,null,null,null,null,null,null,null,null,null,null,null,null,null,null,null,-1.1953318672367463,3.6003686705990083,null,null,-1.2730754120272734,-1.5571724762581618,null,null,null,null,null,null,-1.259320179727659,-0.51507851015389572,null,null,null,null,null,null,null,null,null,null,null,null,null,null,null,null,null,null,null,null,null,null,null,null,null,null,null,null,null,null,null,null,null,null,null,null,null,null,-1.2555607027861335,1.386259663664682,null,null,null,null,null,null,null,null,null,null,null,null,null,null,null,null,null,null,null,null,null,null,null,null,null,null,-1.2340792902041537,3.5497363865156895,null,null,-1.2913488748353517,-1.5903825722787481,null,null,null,null,null,null,-1.2676814540169667,-0.51952262123783977,null,null,null,null,null,null,null,null,null,null,null,null,null,null,null,null,null,null,null,null,null,null,null,null,null,null,null,null,null,null,null,null,null,null,null,null,null,null,-1.2596094066544925,1.3854975768400435,null,null,null,null,null,null,null,null,null,null,null,null,null,null,null,null,null,null,null,null,null,null,null,null,null,null,-1.1994189637318657,3.601894449425366,null,null,-1.2810287353064558,-1.5716033340045006,null,null,null,null,null,null,-1.2573998185217674,-0.51136394576281985]
[342,"2012-02-12T18:00:00",15.780987802438441,0,0,15.780987802438441,{"$f":"F359/'Refrigeration & Weather'!$C$22","v":7.0925787876127835},{"$f":"G359*3*'Refrigeration & Weather'!$C$23","v":5.3194340907095876},null,null,null,null,null,null,null,null,null,null,null,null,null,null,null,null,null,null,null,null,-1.2623558454792754,1.729508226158087,null,null,null,null,null,null,null,null,null,null,null,null,null,null,null,null,null,null,null,null,null,null,null,null,null,null,-1.2002952158740718,3.5731678939206017,null,null,-1.2824598180229829,-1.5892096290689162,null,null,null,null,null,null,-1.2723201485098978,-0.5348517390984846,null,null,null,null,null,null,null,null,null,null,null,null,null,null,null,null,null,null,null,null,null,null,null,null,null,null,null,null,null,null,null,null,null,null,null,null,null,null,-1.2607889496205962,1.7267075206141327,null,null,null,null,null,null,null,null,null,null,null,null,null,null,null,null,null,null,null,null,null,null,null,null,null,null,-1.2114751948016709,3.5616126718069663,null,null,-1.2771693671446034,-1.5784428847973389,null,null,null,null,null,null,-1.2718044328077036,-0.5341598472862733,null,null,null,null,null,null,null,null,null,null,null,null,null,null,null,null,null,null,null,null,null,null,null,null,null,null,null,null,null,null,null,null,null,null,null,null,null,null,-1.2595911066849541,1.7270906179509411,null,null,null,null,null,null,null,null,null,null,null,null,null,null,null,null,null,null,null,null,null,null,null,null,null,null,-1.2083792422738411,3.553779976787212,null,null,-1.2790469023797191,-1.5806430245297787,null,null,null,null,null,null,-1.2648983671672529,-0.5320609030388127,null,null,null,null,null,null,null,null,null,null,null,null,null,null,null,null,null,null,null,null,null,null,null,null,null,null,null,null,null,null,null,null,null,null,null,null,null,null,-1.2603898210324522,1.7269366027456086,null,null,null,null,null,null,null,null,null,null,null,null,null,null,null,null,null,null,null,null,null,null,null,null,null,null,-1.2441431930990916,3.5129885197120636,null,null,-1.2953897455832892,-1.6067289014913495,null,null,null,null,null,null,-1.2729928433787567,-0.53576893687568194,null,null,null,null,null,null,null,null,null,null,null,null,null,null,null,null,null,null,null,null,null,null,null,null,null,null,null,null,null,null,null,null,null,null,null,null,null,null,-1.264413206112849,1.7266730906187364,null,null,null,null,null,null,null,null,null,null,null,null,null,null,null,null,null,null,null,null,null,null,null,null,null,null,-1.2125792559627147,3.5556080983135119,null,null,-1.2861549905048717,-1.5921394212025572,null,null,null,null,null,null,-1.2631963988219765,-0.52908012880022903]
[345,"2012-02-13T03:00:00",25.209612557409965,0,0,25.209612557409965,{"$f":"F362/'Refrigeration & Weather'!$C$22","v":11.330162947150548},{"$f":"G362*3*'Refrigeration & Weather'!$C$23","v":8.4976222103629109},null,null,null,null,null,null,null,null,null,null,null,null,null,null,null,null,null,null,null,null,null,null,null,null,null,null,null,null,null,null,null,null,null,null,null,null,null,null,null,null,null,null,null,null,null,null,null,null,null,null,null,null,-1.2856789319618003,5.0421014751308162,null,null,null,null,null,null,null,null,null,null,null,null,null,null,null,null,null,null,null,null,null,null,null,null,null,null,null,null,null,null,null,null,null,null,null,null,null,null,null,null,null,null,null,null,null,null,null,null,null,null,null,null,null,null,null,null,null,null,null,null,null,null,null,null,null,null,null,null,null,null,null,null,null,null,null,null,null,null,-1.2808777817960264,5.0512788127140311,null,null,null,null,null,null,null,null,null,null,null,null,null,null,null,null,null,null,null,null,null,null,null,null,null,null,null,null,null,null,null,null,null,null,null,null,null,null,null,null,null,null,null,null,null,null,null,null,null,null,null,null,null,null,null,null,null,null,null,null,null,null,null,null,null,null,null,null,null,null,null,null,null,null,null,null,null,null,-1.2826544474010202,5.0493731659393042,null,null,null,null,null,null,null,null,null,null,null,null,null,null,null,null,null,null,null,null,null,null,null,null,null,null,null,null,null,null,null,null,null,null,null,null,null,null,null,null,null,null,null,null,null,null,null,null,null,null,null,null,null,null,null,null,null,null,null,null,null,null,null,null,null,null,null,null,null,null,null,null,null,null,null,null,null,null,-1.2978164168109532,5.0272995365943141,null,null,null,null,null,null,null,null,null,null,null,null,null,null,null,null,null,null,null,null,null,null,null,null,null,null,null,null,null,null,null,null,null,null,null,null,null,null,null,null,null,null,null,null,null,null,null,null,null,null,null,null,null,null,null,null,null,null,null,null,null,null,null,null,null,null,null,null,null,null,null,null,null,null,null,null,null,null,-1.2892396407958964,5.0395595670314988]
[348,"2012-02-13T12:00:00",-8.0508452907197903,0,0,-8.0508452907197903,{"$f":"F365/'Refrigeration & Weather'!$C$22","v":-3.6183574340313669},{"$f":"G365*3*'Refrigeration & Weather'!$C$23","v":-2.7137680755235252},null,null,null,null,null,null,null,null,null,null,null,null,null,null,null,null,null,null,null,null,null,null,null,null,null,null,null,null,null,null,null,null,null,null,null,null,null,null,null,null,null,null,null,null,null,null,null,null,null,null,null,null,-1.2883907463591473,-1.6100268965492304,null,null,null,null,null,null,null,null,null,null,null,null,null,null,null,null,null,null,null,null,null,null,null,null,null,null,null,null,null,null,null,null,null,null,null,null,null,null,null,null,null,null,null,null,null,null,null,null,null,null,null,null,null,null,null,null,null,null,null,null,null,null,null,null,null,null,null,null,null,null,null,null,null,null,null,null,null,null,-1.2840088980261222,-1.6021263522960643,null,null,null,null,null,null,null,null,null,null,null,null,null,null,null,null,null,null,null,null,null,null,null,null,null,null,null,null,null,null,null,null,null,null,null,null,null,null,null,null,null,null,null,null,null,null,null,null,null,null,null,null,null,null,null,null,null,null,null,null,null,null,null,null,null,null,null,null,null,null,null,null,null,null,null,null,null,null,-1.2856978904572272,-1.6037877008317358,null,null,null,null,null,null,null,null,null,null,null,null,null,null,null,null,null,null,null,null,null,null,null,null,null,null,null,null,null,null,null,null,null,null,null,null,null,null,null,null,null,null,null,null,null,null,null,null,null,null,null,null,null,null,null,null,null,null,null,null,null,null,null,null,null,null,null,null,null,null,null,null,null,null,null,null,null,null,-1.2998549908046952,-1.6226617163279684,null,null,null,null,null,null,null,null,null,null,null,null,null,null,null,null,null,null,null,null,null,null,null,null,null,null,null,null,null,null,null,null,null,null,null,null,null,null,null,null,null,null,null,null,null,null,null,null,null,null,null,null,null,null,null,null,null,null,null,null,null,null,null,null,null,null,null,null,null,null,null,null,null,null,null,null,null,null,-1.2918345016802624,-1.6122426247147927]
[351,"2012-02-13T21:00:00",0,0,0,0,{"$f":"F368/'Refrigeration & Weather'!$C$22","v":0},{"$f":"G368*3*'Refrigeration & Weather'!$C$23","v":0}]
[354,"2012-02-14T06:00:00",0,0,0,0,{"$f":"F371/'Refrigeration & Weather'!$C$22","v":0},{"$f":"G371*3*'Refrigeration & Weather'!$C$23","v":0}]
[355,"2012-02-14T09:00:00",0,0,0,0,{"$f":"F372/'Refrigeration & Weather'!$C$22","v":0},{"$f":"G372*3*'Refrigeration & Weather'!$C$23","v":0}]
[357,"2012-02-14T15:00:00",0,0,0,0,{"$f":"F374/'Refrigeration & Weather'!$C$22","v":0},{"$f":"G374*3*'Refrigeration & Weather'!$C$23","v":0}]
[360,"2012-02-15",0,0,0,0,{"$f":"F377/'Refrigeration & Weather'!$C$22","v":0},{"$f":"G377*3*'Refrigeration & Weather'!$C$23","v":0}]
[364,"2012-02-15T12:00:00",0,0,0,0,{"$f":"F381/'Refrigeration & Weather'!$C$22","v":0},{"$f":"G381*3*'Refrigeration & Weather'!$C$23","v":0}]
[366,"2012-02-15T18:00:00",0,0,0,0,{"$f":"F383/'Refrigeration & Weather'!$C$22","v":0},{"$f":"G383*3*'Refrigeration & Weather'!$C$23","v":0}]
[370,"2012-02-16T06:00:00",0,0,0,0,{"$f":"F387/'Refrigeration & Weather'!$C$22","v":0},{"$f":"G387*3*'Refrigeration & Weather'!$C$23","v":0}]
[371,"2012-02-16T09:00:00",0,0,0,0,{"$f":"F388/'Refrigeration & Weather'!$C$22","v":0},{"$f":"G388*3*'Refrigeration & Weather'!$C$23","v":0}]
[375,"2012-02-16T21:00:00",0,0,0,0,{"$f":"F392/'Refrigeration & Weather'!$C$22","v":0},{"$f":"G392*3*'Refrigeration & Weather'!$C$23","v":0}]
[376,"2012-02-17",0,0,0,0,{"$f":"F393/'Refrigeration & Weather'!$C$22","v":0},{"$f":"G393*3*'Refrigeration & Weather'!$C$23","v":0}]
[379,"2012-02-17T09:00:00",0,0,0,0,{"$f":"F396/'Refrigeration & Weather'!$C$22","v":0},{"$f":"G396*3*'Refrigeration & Weather'!$C$23","v":0}]
[382,"2012-02-17T18:00:00",0,0,0,0,{"$f":"F399/'Refrigeration & Weather'!$C$22","v":0},{"$f":"G399*3*'Refrigeration & Weather'!$C$23","v":0}]
[385,"2012-02-18T03:00:00",0,{"$f":"K402+O402+S402+W402+AA402+AE402+AI402+AM402+AQ402+AU402+AY402+BC402+BG402+BK402+BO402+BS402+BW402+CA402+CE402+CI402+CM402+CQ402+CU402+CY402+DC402+DG402+DK402+DO402+DS402+DW402+EA402+EE402+EI402+EM402+EQ402+EU402+EY402+FC402+FG402+FK402+FO402+FS402+FW402+GA402+GE402+GI402+GM402+GQ402+GU402+GY402+HC402+HG402+HK402+HO402+HS402+HW402+IA402+IE402+II402+IM402+IQ402+IU402+IY402+JC402+JG402+JK402+JO402+JS402+JW402+KA402+KE402+KI402+KM402+KQ402+KU402+KY402+LC402+LG402+LK402+LO402+LS402+LW402+MA402+ME402+MI402+MM402+MQ402+MU402+MY402+NC402+NG402+NK402+NO402+NS402+NW402+OA402+OE402+OI402+OM402+OQ402","v":0},{"$f":"L402+P402+T402+X402+AB402+AF402+AJ402+AN402+AR402+AV402+AZ402+BD402+BH402+BL402+BP402+BT402+BX402+CB402+CF402+CJ402+CN402+CR402+CV402+CZ402+DD402+DH402+DL402+DP402+DT402+DX402+EB402+EF402+EJ402+EN402+ER402+EV402+EZ402+FD402+FH402+FL402+FP402+FT402+FX402+GB402+GF402+GJ402+GN402+GR402+GV402+GZ402+HD402+HH402+HL402+HP402+HT402+HX402+IB402+IF402+IJ402+IN402+IR402+IV402+IZ402+JD402+JH402+JL402+JP402+JT402+JX402+KB402+KF402+KJ402+KN402+KR402+KV402+KZ402+LD402+LH402+LL402+LP402+LT402+LX402+MB402+MF402+MJ402+MN402+MR402+MV402+MZ402+ND402+NH402+NL402+NP402+NT402+NX402+OB402+OF402+OJ402+ON402+OR402","v":0},{"$f":"SUM(C402:E402)","v":0},{"$f":"F402/'Refrigeration & Weather'!$C$22","v":0},{"$f":"G402*3*'Refrigeration & Weather'!$C$23","v":0}]
[388,"2012-02-18T12:00:00",0,0,0,0,{"$f":"F405/'Refrigeration & Weather'!$C$22","v":0},{"$f":"G405*3*'Refrigeration & Weather'!$C$23","v":0}]
[391,"2012-02-18T21:00:00",0,0,0,0,{"$f":"F408/'Refrigeration & Weather'!$C$22","v":0},{"$f":"G408*3*'Refrigeration & Weather'!$C$23","v":0}]
[394,"2012-02-19T06:00:00",0,0,0,0,{"$f":"F411/'Refrigeration & Weather'!$C$22","v":0},{"$f":"G411*3*'Refrigeration & Weather'!$C$23","v":0}]
[397,"2012-02-19T15:00:00",0,0,0,0,{"$f":"F414/'Refrigeration & Weather'!$C$22","v":0},{"$f":"G414*3*'Refrigeration & Weather'!$C$23","v":0}]
[398,"2012-02-19T18:00:00",0,0,0,0,{"$f":"F415/'Refrigeration & Weather'!$C$22","v":0},{"$f":"G415*3*'Refrigeration & Weather'!$C$23","v":0}]
[400,"2012-02-20",0,0,0,0,{"$f":"F417/'Refrigeration & Weather'!$C$22","v":0},{"$f":"G417*3*'Refrigeration & Weather'!$C$23","v":0}]
[404,"2012-02-20T12:00:00",0,0,0,0,{"$f":"F421/'Refrigeration & Weather'!$C$22","v":0},{"$f":"G421*3*'Refrigeration & Weather'!$C$23","v":0}]
[407,"2012-02-20T21:00:00",0,0,0,0,{"$f":"F424/'Refrigeration & Weather'!$C$22","v":0},{"$f":"G424*3*'Refrigeration & Weather'!$C$23","v":0}]
[409,"2012-02-21T03:00:00",0,0,0,0,{"$f":"F426/'Refrigeration & Weather'!$C$22","v":0},{"$f":"G426*3*'Refrigeration & Weather'!$C$23","v":0}]
[413,"2012-02-21T15:00:00",79.049947757037216,0,0,79.049947757037216,{"$f":"F430/'Refrigeration & Weather'!$C$22","v":35.528066407657178},{"$f":"G430*3*'Refrigeration & Weather'!$C$23","v":26.646049805742884},null,null,null,null,null,null,null,null,null,null,null,null,null,null,null,null,null,null,null,null,null,null,null,null,null,null,null,null,null,null,null,null,null,null,null,null,null,null,null,null,null,null,null,null,null,null,null,null,null,null,null,null,null,null,null,null,null,null,null,null,null,null,null,null,null,null,null,null,null,null,null,null,null,null,null,null,10.570105284042015,15.160173694641374,null,null,null,null,null,null,null,null,null,null,null,null,null,null,null,null,null,null,null,null,null,null,null,null,null,null,null,null,null,null,null,null,null,null,null,null,null,null,null,null,null,null,null,null,null,null,null,null,null,null,null,null,null,null,null,null,null,null,null,null,null,null,null,null,null,null,null,null,null,null,null,null,null,null,null,null,null,null,10.582894488897502,14.633916991960271,null,null,null,null,null,null,null,null,null,null,null,null,null,null,null,null,null,null,null,null,null,null,null,null,null,null,null,null,null,null,null,null,null,null,null,null,null,null,null,null,null,null,null,null,null,null,null,null,null,null,null,null,null,null,null,null,null,null,null,null,null,null,null,null,null,null,null,null,null,null,null,null,null,null,null,null,null,null,10.610113400164089,13.567922642283573,null,null,null,null,null,null,null,null,null,null,null,null,null,null,null,null,null,null,null,null,null,null,null,null,null,null,null,null,null,null,null,null,null,null,null,null,null,null,null,null,null,null,null,null,null,null,null,null,null,null,null,null,null,null,null,null,null,null,null,null,null,null,null,null,null,null,null,null,null,null,null,null,null,null,null,null,null,null,10.489034518175174,18.643041993251501,null,null,null,null,null,null,null,null,null,null,null,null,null,null,null,null,null,null,null,null,null,null,null,null,null,null,null,null,null,null,null,null,null,null,null,null,null,null,null,null,null,null,null,null,null,null,null,null,null,null,null,null,null,null,null,null,null,null,null,null,null,null,null,null,null,null,null,null,null,null,null,null,null,null,null,null,null,null,10.525099331054749,17.044892434900504]
[416,"2012-02-22",413.19879172922276,0,0,413.19879172922276,{"$f":"F433/'Refrigeration & Weather'!$C$22","v":185.70732212549342},{"$f":"G433*3*'Refrigeration & Weather'!$C$23","v":139.28049159412006},null,null,null,null,null,null,null,null,null,null,null,null,null,null,null,null,null,null,null,null,null,null,null,null,null,null,null,null,null,null,null,null,null,null,null,null,null,null,null,null,null,null,null,null,null,null,null,null,null,null,null,null,null,null,null,null,null,null,null,null,null,null,null,null,null,null,null,null,null,null,null,null,null,null,null,null,8.3453957557283083,82.468735488443016,null,null,null,null,null,null,null,null,null,null,null,null,null,null,null,null,null,null,null,null,null,null,null,null,null,null,null,null,null,null,null,null,null,null,null,null,null,null,null,null,null,null,null,null,null,null,null,null,null,null,null,null,null,null,null,null,null,null,null,null,null,null,null,null,null,null,null,null,null,null,null,null,null,null,null,null,null,null,8.4457869508617911,82.208215209387276,null,null,null,null,null,null,null,null,null,null,null,null,null,null,null,null,null,null,null,null,null,null,null,null,null,null,null,null,null,null,null,null,null,null,null,null,null,null,null,null,null,null,null,null,null,null,null,null,null,null,null,null,null,null,null,null,null,null,null,null,null,null,null,null,null,null,null,null,null,null,null,null,null,null,null,null,null,null,8.6627661239852536,82.072512597035313,null,null,null,null,null,null,null,null,null,null,null,null,null,null,null,null,null,null,null,null,null,null,null,null,null,null,null,null,null,null,null,null,null,null,null,null,null,null,null,null,null,null,null,null,null,null,null,null,null,null,null,null,null,null,null,null,null,null,null,null,null,null,null,null,null,null,null,null,null,null,null,null,null,null,null,null,null,null,7.826386988059606,83.550736516421665,null,null,null,null,null,null,null,null,null,null,null,null,null,null,null,null,null,null,null,null,null,null,null,null,null,null,null,null,null,null,null,null,null,null,null,null,null,null,null,null,null,null,null,null,null,null,null,null,null,null,null,null,null,null,null,null,null,null,null,null,null,null,null,null,null,null,null,null,null,null,null,null,null,null,null,null,null,null,8.0445592886060897,82.898591917935519]
[418,"2012-02-22T06:00:00",413.57700555466789,0,0,413.57700555466789,{"$f":"F435/'Refrigeration & Weather'!$C$22","v":185.8773058672665},{"$f":"G435*3*'Refrigeration & Weather'!$C$23","v":139.40797940044988},null,null,null,null,null,null,null,null,null,null,null,null,null,null,null,null,9.0999999999999979,-0.71965535797117108,null,null,null,null,null,null,null,null,null,null,10.466666666666667,4.3179321478270234,null,null,null,null,null,null,null,null,null,null,null,null,null,null,null,null,null,null,null,null,null,null,null,null,null,null,null,null,null,null,null,null,null,null,null,null,null,null,null,null,null,null,null,null,null,null,5.6477693625924248,78.451110864380951,null,null,null,null,null,null,null,null,null,null,null,null,null,null,null,null,null,null,null,null,null,null,null,null,null,null,null,null,null,null,10.466666666666667,4.3179321478270234,null,null,null,null,null,null,null,null,null,null,null,null,null,null,null,null,null,null,null,null,null,null,null,null,null,null,null,null,null,null,null,null,null,null,null,null,null,null,null,null,null,null,null,null,null,null,5.7409870220611756,78.820210437943174,null,null,null,null,null,null,null,null,null,null,null,null,null,null,null,null,null,null,null,null,null,null,null,null,null,null,null,null,null,null,10.466666666666667,4.3179321478270234,null,null,null,null,null,null,null,null,null,null,null,null,null,null,null,null,null,null,null,null,null,null,null,null,null,null,null,null,null,null,null,null,null,null,null,null,null,null,null,null,null,null,null,null,null,null,5.8933176493635715,82.22779548794712,null,null,null,null,null,null,null,null,null,null,null,null,null,null,null,null,null,null,null,null,null,null,null,null,null,null,null,null,null,null,10.466666666666667,4.3179321478270234,null,null,null,null,null,null,null,null,null,null,null,null,null,null,null,null,null,null,null,null,null,null,null,null,null,null,null,null,null,null,null,null,null,null,null,null,null,null,null,null,null,null,null,null,null,null,5.1577819232212416,76.602324274096745,null,null,null,null,null,null,null,null,null,null,null,null,null,null,null,null,null,null,null,null,null,null,null,null,null,null,null,null,null,null,10.466666666666667,4.3179321478270234,null,null,null,null,null,null,null,null,null,null,null,null,null,null,null,null,null,null,null,null,null,null,null,null,null,null,null,null,null,null,null,null,null,null,null,null,null,null,null,null,null,null,null,null,null,null,5.3810587593519132,76.605559109135925]
[419,"2012-02-22T09:00:00",494.41121427940436,0,0,494.41121427940436,{"$f":"F436/'Refrigeration & Weather'!$C$22","v":222.20728731658627},{"$f":"G436*3*'Refrigeration & Weather'!$C$23","v":166.6554654874397},null,null,null,null,null,null,null,null,null,null,null,null,null,null,null,null,8.8754456666126078,18.137017887111032,null,null,null,null,null,null,null,null,null,null,10.375321455453062,14.484988517018198,null,null,null,null,null,null,null,null,null,null,null,null,null,null,null,null,null,null,null,null,null,null,null,null,null,null,null,null,null,null,null,null,null,null,null,null,null,null,null,null,null,null,null,null,null,null,4.3914194880617643,80.208925540340942,null,null,null,null,null,null,null,null,null,null,null,null,null,null,null,null,null,null,null,null,null,null,null,null,null,null,null,null,null,null,10.374361658464359,14.518877520964622,null,null,null,null,null,null,null,null,null,null,null,null,null,null,null,null,null,null,null,null,null,null,null,null,null,null,null,null,null,null,null,null,null,null,null,null,null,null,null,null,null,null,null,null,null,null,4.4774685388628654,80.680429318433696,null,null,null,null,null,null,null,null,null,null,null,null,null,null,null,null,null,null,null,null,null,null,null,null,null,null,null,null,null,null,10.37506206325525,14.490428549880139,null,null,null,null,null,null,null,null,null,null,null,null,null,null,null,null,null,null,null,null,null,null,null,null,null,null,null,null,null,null,null,null,null,null,null,null,null,null,null,null,null,null,null,null,null,null,4.5373681959509202,87.940555361051793,null,null,null,null,null,null,null,null,null,null,null,null,null,null,null,null,null,null,null,null,null,null,null,null,null,null,null,null,null,null,10.374425024507879,14.515501633026599,null,null,null,null,null,null,null,null,null,null,null,null,null,null,null,null,null,null,null,null,null,null,null,null,null,null,null,null,null,null,null,null,null,null,null,null,null,null,null,null,null,null,null,null,null,null,3.9426244268034067,77.316111507937606,null,null,null,null,null,null,null,null,null,null,null,null,null,null,null,null,null,null,null,null,null,null,null,null,null,null,null,null,null,null,10.370337674632355,14.721357524282874,null,null,null,null,null,null,null,null,null,null,null,null,null,null,null,null,null,null,null,null,null,null,null,null,null,null,null,null,null,null,null,null,null,null,null,null,null,null,null,null,null,null,null,null,null,null,4.1650894654022634,77.397020919356862]
[422,"2012-02-22T18:00:00",546.33369094639545,0,0,546.33369094639545,{"$f":"F439/'Refrigeration & Weather'!$C$22","v":245.54323188602046},{"$f":"G439*3*'Refrigeration & Weather'!$C$23","v":184.15742391451533},null,null,null,null,null,null,null,null,null,null,null,null,null,null,null,null,5.9656525627070724,99.598303730612471,null,null,null,null,null,null,null,null,null,null,9.902711611202216,24.652097071511331,null,null,null,null,null,null,null,null,null,null,null,null,null,null,10.848558085742255,16.826078742899039,null,null,null,null,null,null,null,null,null,null,null,null,null,null,null,null,null,null,null,null,null,null,null,null,null,null,null,null,null,null,1.3472635716056365,47.966889694374267,null,null,null,null,null,null,null,null,null,null,null,null,null,null,null,null,null,null,null,null,null,null,null,null,null,null,null,null,null,null,9.8984120072973489,24.794031551829363,null,null,null,null,null,null,null,null,null,null,null,null,null,null,10.876691737974888,15.656154430956486,null,null,null,null,null,null,null,null,null,null,null,null,null,null,null,null,null,null,null,null,null,null,null,null,null,null,null,null,null,null,1.4036592273789199,48.626927538658663,null,null,null,null,null,null,null,null,null,null,null,null,null,null,null,null,null,null,null,null,null,null,null,null,null,null,null,null,null,null,9.9028073432332064,24.608703804602012,null,null,null,null,null,null,null,null,null,null,null,null,null,null,10.860486662084163,16.235876055125068,null,null,null,null,null,null,null,null,null,null,null,null,null,null,null,null,null,null,null,null,null,null,null,null,null,null,null,null,null,null,1.0164859108299924,54.580098328812994,null,null,null,null,null,null,null,null,null,null,null,null,null,null,null,null,null,null,null,null,null,null,null,null,null,null,null,null,null,null,9.8990770079110835,24.759189288336355,null,null,null,null,null,null,null,null,null,null,null,null,null,null,10.858999247236605,16.276858994556196,null,null,null,null,null,null,null,null,null,null,null,null,null,null,null,null,null,null,null,null,null,null,null,null,null,null,null,null,null,null,1.0999483673996939,43.676266998352979,null,null,null,null,null,null,null,null,null,null,null,null,null,null,null,null,null,null,null,null,null,null,null,null,null,null,null,null,null,null,9.8621901969902357,26.528983005171625,null,null,null,null,null,null,null,null,null,null,null,null,null,null,10.8514847278089,16.59360504458558,null,null,null,null,null,null,null,null,null,null,null,null,null,null,null,null,null,null,null,null,null,null,null,null,null,null,null,null,null,null,1.2917951584422964,44.953626666011104]
[425,"2012-02-23T03:00:00",1096.4367773298186,0,0,1096.4367773298186,{"$f":"F442/'Refrigeration & Weather'!$C$22","v":492.78057408081742},{"$f":"G442*3*'Refrigeration & Weather'!$C$23","v":369.58543056061308},null,null,null,null,null,null,null,null,null,null,null,null,null,null,null,null,1.8703102306297528,64.612750359099579,null,null,null,null,null,null,null,null,null,null,5.8643233716856118,148.77042527292366,null,null,null,null,null,null,null,null,null,null,null,null,null,null,9.5464198131901448,42.207661883250118,null,null,null,null,null,null,null,null,null,null,null,null,null,null,null,null,null,null,null,null,null,null,null,null,null,null,null,null,null,null,-0.368790943378634,26.670656606353752,null,null,null,null,null,null,null,null,null,null,null,null,null,null,null,null,null,null,null,null,null,null,null,null,null,null,null,null,null,null,5.9128258392947233,137.3604633998701,null,null,null,null,null,null,null,null,null,null,null,null,null,null,9.6393726358448895,43.04144156541404,null,null,null,null,null,null,null,null,null,null,null,null,null,null,null,null,null,null,null,null,null,null,null,null,null,null,null,null,null,null,-0.34404854023644721,27.174012348394129,null,null,null,null,null,null,null,null,null,null,null,null,null,null,null,null,null,null,null,null,null,null,null,null,null,null,null,null,null,null,5.8919932871735163,143.25137707789662,null,null,null,null,null,null,null,null,null,null,null,null,null,null,9.602097912379886,42.40598073845058,null,null,null,null,null,null,null,null,null,null,null,null,null,null,null,null,null,null,null,null,null,null,null,null,null,null,null,null,null,null,-0.68396727680120006,22.484217673080387,null,null,null,null,null,null,null,null,null,null,null,null,null,null,null,null,null,null,null,null,null,null,null,null,null,null,null,null,null,null,5.9217468071161425,136.37343711650965,null,null,null,null,null,null,null,null,null,null,null,null,null,null,9.6039195013028618,42.178728536086723,null,null,null,null,null,null,null,null,null,null,null,null,null,null,null,null,null,null,null,null,null,null,null,null,null,null,null,null,null,null,-0.44456574709307628,24.432267373453151,null,null,null,null,null,null,null,null,null,null,null,null,null,null,null,null,null,null,null,null,null,null,null,null,null,null,null,null,null,null,5.907435950280628,127.02772798177239,null,null,null,null,null,null,null,null,null,null,null,null,null,null,9.5742216584779651,42.205381221772512,null,null,null,null,null,null,null,null,null,null,null,null,null,null,null,null,null,null,null,null,null,null,null,null,null,null,null,null,null,null,-0.34414198152655318,26.240248175491395]
[428,"2012-02-23T12:00:00",716.23083976266742,0,0,716.23083976266742,{"$f":"F445/'Refrigeration & Weather'!$C$22","v":321.90150101692922},{"$f":"G445*3*'Refrigeration & Weather'!$C$23","v":241.42612576269693},null,null,null,null,null,null,null,null,12.133333333333333,7.1965535797117068,null,null,13.133333333333331,5.8126009682286863,null,null,2.8713412879899671E-2,21.048138981469197,null,null,null,null,null,null,null,null,null,null,-0.31738939837139568,45.658116140019956,null,null,null,null,null,null,null,null,null,null,11.356415819089509,13.363394008553751,null,null,7.7256393025502765,42.954710123955927,null,null,null,null,null,null,null,null,null,null,null,null,null,null,null,null,null,null,null,null,null,null,null,null,null,null,null,null,null,null,-0.93875252180543889,5.1841347955179904,null,null,null,null,null,null,10.904791454634836,2.7176830420075957,null,null,11.5,8.5805061911947274,null,null,11.9,7.860850833223556,null,null,null,null,null,null,null,null,null,null,null,null,null,null,0.84322527727975671,63.57635721781282,null,null,null,null,null,null,null,null,null,null,11.334070224699024,13.566072909964253,null,null,7.7641826033359722,44.058860685295116,null,null,null,null,null,null,null,null,null,null,null,null,null,null,null,null,null,null,null,null,null,null,null,null,null,null,null,null,null,null,-0.92865654571328515,5.3464283024429742,null,null,null,null,null,null,10.903828375530889,2.7433510206175598,null,null,11.5,8.5805061911947274,null,null,11.9,7.860850833223556,null,null,null,null,null,null,null,null,null,null,null,null,null,null,0.43754623421721217,60.313612423933165,null,null,null,null,null,null,null,null,null,null,11.346937636951044,13.406810661302895,null,null,7.760575334946445,43.442098138038872,null,null,null,null,null,null,null,null,null,null,null,null,null,null,null,null,null,null,null,null,null,null,null,null,null,null,null,null,null,null,-1.085608785644949,2.8917035979407704,null,null,null,null,null,null,10.904322194474105,2.7292660604019234,null,null,11.5,8.5805061911947274,null,null,11.9,7.860850833223556,null,null,null,null,null,null,null,null,null,null,null,null,null,null,0.88370161451862261,63.732830712036233,null,null,null,null,null,null,null,null,null,null,11.333607121471523,13.651479266013549,null,null,7.7731943444802951,43.24442501292009,null,null,null,null,null,null,null,null,null,null,null,null,null,null,null,null,null,null,null,null,null,null,null,null,null,null,null,null,null,null,-0.95850944792288806,4.6627703515478043,null,null,null,null,null,null,10.903673218518222,2.7458710448744315,null,null,11.5,8.5805061911947274,null,null,11.9,7.860850833223556,null,null,null,null,null,null,null,null,null,null,null,null,null,null,1.172683665670508,64.33011461063208,null,null,null,null,null,null,null,null,null,null,11.335124872392857,13.515864538242433,null,null,7.7456159701777381,43.187586690506997,null,null,null,null,null,null,null,null,null,null,null,null,null,null,null,null,null,null,null,null,null,null,null,null,null,null,null,null,null,null,-0.91692623133384177,5.3845767810054639]
[431,"2012-02-23T21:00:00",1431.1695970128778,0,0,1431.1695970128778,{"$f":"F448/'Refrigeration & Weather'!$C$22","v":643.22229079230476},{"$f":"G448*3*'Refrigeration & Weather'!$C$23","v":482.4167180942286},null,null,null,null,null,null,null,null,12.066259463863506,4.4050006007173836,null,null,12.882299560531866,13.032965208567067,null,null,-0.65470949143187851,13.480235374660957,null,null,null,null,null,null,null,null,null,null,-1.0940583844029577,9.8690016804709995,null,null,9.8474243580992873,22.304141716944383,null,null,8.6126247014963351,80.293929623966989,null,null,10.35712212067121,43.973702099219054,null,null,6.0700285639371421,37.127923187991456,null,null,null,null,null,null,null,null,null,null,null,null,null,null,null,null,null,null,null,null,null,null,null,null,null,null,null,null,null,null,-1.1213800915747467,7.8732741896179821,null,null,null,null,null,null,10.865088528642028,8.3637930162043865,null,null,10.72511910566628,35.015305401047854,null,null,10.993802426493573,42.914764060515395,null,null,null,null,null,null,null,null,null,null,null,null,null,null,-0.7144325224901239,18.253312877323474,null,null,9.8496766457701206,22.105255029576348,null,null,8.3930382862481725,94.823566967215712,null,null,10.355027442960287,43.292811877318272,null,null,6.0566719105710582,38.133827527469712,null,null,null,null,null,null,null,null,null,null,null,null,null,null,null,null,null,null,null,null,null,null,null,null,null,null,null,null,null,null,-1.1158319878485732,7.9268637649275089,null,null,null,null,null,null,10.862908527961675,8.3974872853273617,null,null,11.052361829826253,23.170966442420049,null,null,11.004878969647228,42.205669765858289,null,null,null,null,null,null,null,null,null,null,null,null,null,null,-0.87433624446417568,14.91970151039207,null,null,9.8528861737437818,21.926821452190175,null,null,8.4009734401649094,94.309949966820639,null,null,10.364083446128303,43.433471400537442,null,null,6.0785800457810879,37.699141270400474,null,null,null,null,null,null,null,null,null,null,null,null,null,null,null,null,null,null,null,null,null,null,null,null,null,null,null,null,null,null,-1.1979487068605557,6.9735837600902109,null,null,null,null,null,null,10.864134340471297,8.3762871684708315,null,null,11.034217065122274,24.007733130298153,null,null,10.996069285789064,42.894745391988081,null,null,null,null,null,null,null,null,null,null,null,null,null,null,-0.69423262512338313,18.588418020421614,null,null,9.8480793134356226,22.232383563643818,null,null,8.4702880218290346,94.884555498332958,null,null,10.346428670918783,43.327935136159496,null,null,6.0992714809652924,37.565340251042869,null,null,null,null,null,null,null,null,null,null,null,null,null,null,null,null,null,null,null,null,null,null,null,null,null,null,null,null,null,null,-1.1281763478627613,7.7414542890436415,null,null,null,null,null,null,10.862741613762376,8.3962326695543545,null,null,11.054277495490087,23.087115114687109,null,null,10.989638197741071,43.172951333848943,null,null,null,null,null,null,null,null,null,null,null,null,null,null,-0.55408511179227249,21.226561963507276,null,null,9.8535489185113097,21.570425626586967,null,null,8.50833310392367,89.280586421458821,null,null,10.362345413092767,43.103321340510959,null,null,6.075095175648678,37.48522406746207,null,null,null,null,null,null,null,null,null,null,null,null,null,null,null,null,null,null,null,null,null,null,null,null,null,null,null,null,null,null,-1.1078214297276132,8.0018589680683938]
[434,"2012-02-24T06:00:00",2317.4722692057476,0,0,2317.4722692057476,{"$f":"F451/'Refrigeration & Weather'!$C$22","v":1041.5605704295497},{"$f":"G451*3*'Refrigeration & Weather'!$C$23","v":781.17042782216231},null,null,null,null,null,null,null,null,11.893276935744664,11.32735130320669,null,null,11.630872092944069,46.41295211435515,null,null,-0.92641318377468307,2.1156159550301599,null,null,null,null,null,null,10.8,1.2178782981050575,null,null,-1.2144928148426322,-0.27909738391205846,null,null,5.1956165298879355,150.34219515261029,null,null,3.454377901717578,90.394512685969914,null,null,7.8608390374597006,51.178440958811763,null,null,4.7027900459705103,33.361266436908728,null,null,null,null,null,null,null,null,null,null,11.849999999999998,5.5358104459320621E-2,null,null,null,null,null,null,null,null,null,null,11.700000000000001,0.83037156688981228,null,null,null,null,null,null,-1.1964717331584709,5.4862931014347804E-3,null,null,null,null,null,null,10.816658294368279,2.8043761276967443,null,null,8.5879884760071725,55.102791353839869,null,null,6.9505205014759959,97.922839115254106,null,null,null,null,null,null,null,null,null,null,10.8,1.2178782981050575,null,null,-1.0479164674710209,2.0290401080270124,null,null,5.2150885466930212,151.80984895738732,null,null,3.6201853020668984,78.545915905493658,null,null,7.879821595376125,51.041542822999553,null,null,4.6464587331674219,34.157445679514183,null,null,null,null,null,null,null,null,null,null,11.849999999999998,5.5358104459320621E-2,null,null,null,null,null,null,null,null,null,null,11.700000000000001,0.83037156688981228,null,null,null,null,null,null,-1.1926097191548561,2.8244405838830478E-2,null,null,null,null,null,null,10.812154066512486,2.8696078046283824,null,null,8.9495596167014249,60.315429498557947,null,null,6.9690954028980237,93.192500798191915,null,null,null,null,null,null,null,null,null,null,10.8,1.2178782981050575,null,null,-1.1192672619804194,1.0443398832857043,null,null,5.2046585189070553,151.86801429451347,null,null,3.6668949048385384,78.180423885944691,null,null,7.8849803648285528,51.098376323350131,null,null,4.6840449592934199,33.916469131001399,null,null,null,null,null,null,null,null,null,null,11.849999999999998,5.5358104459320621E-2,null,null,null,null,null,null,null,null,null,null,11.700000000000001,0.83037156688981228,null,null,null,null,null,null,-1.2434574272213472,-0.40873230786110359,null,null,null,null,null,null,10.814910538947553,2.8256934942760745,null,null,8.898254134455021,60.516502003336477,null,null,6.938071143030955,99.476212723375866,null,null,null,null,null,null,null,null,null,null,10.8,1.2178782981050575,null,null,-1.0373621303546448,2.143973903428861,null,null,5.2115017615859136,150.79481389237517,null,null,3.6215575708262833,79.632037476445518,null,null,7.8774604674328765,50.819158706261142,null,null,4.7092663698014503,33.853660703931702,null,null,null,null,null,null,null,null,null,null,11.849999999999998,5.5358104459320621E-2,null,null,null,null,null,null,null,null,null,null,11.700000000000001,0.83037156688981228,null,null,null,null,null,null,-1.199584011787252,-3.7871857702632461E-2,null,null,null,null,null,null,10.812190052297098,2.8622672633949997,null,null,8.9525713785429328,60.369953837686822,null,null,6.9255467084666149,99.565261527014187,null,null,null,null,null,null,null,null,null,null,10.8,1.2178782981050575,null,null,-0.97320402499087066,3.0358513487953021,null,null,5.3109304095207781,164.38815046693713,null,null,3.6126531692593811,81.671272270975095,null,null,7.8979860107940514,50.823302101520888,null,null,4.6892735853194303,33.762165412016486,null,null,null,null,null,null,null,null,null,null,11.849999999999998,5.5358104459320621E-2,null,null,null,null,null,null,null,null,null,null,11.700000000000001,0.83037156688981228,null,null,null,null,null,null,-1.1875249120267972,7.4626780661959824E-2]
[437,"2012-02-24T15:00:00",2769.1165597277445,0,0,2769.1165597277445,{"$f":"F454/'Refrigeration & Weather'!$C$22","v":1244.5467684169639},{"$f":"G454*3*'Refrigeration & Weather'!$C$23","v":933.41007631272294},null,null,null,null,null,null,null,null,10.875688386334978,35.997576258328401,null,null,9.8449157119666157,40.234513311932368,null,null,-1.0563031669787843,6.9661762132509928,null,null,null,null,null,null,9.2436070564810748,48.108531354684658,null,null,-1.2564392479166848,5.6090215578952725,null,null,0.18095654544566769,57.048879544687495,null,null,0.53667048953781016,44.51083288280077,null,null,5.5300045294018068,48.075817365621468,null,null,3.5072200507526317,28.271499198856894,null,null,null,null,null,null,null,null,null,null,9.5486902070769446,86.358072094167696,null,null,null,null,null,null,null,null,null,null,9.9008879117170849,75.838368626599987,null,null,null,null,null,null,-1.2343614848087647,6.1685838759373617,null,null,11.322326723175653,11.659662457148533,null,null,10.707701946673769,11.498418631342307,null,null,5.4586461814859089,74.28939462050414,null,null,2.5338774700685001,71.745972217800002,null,null,null,null,null,null,null,null,null,null,9.7484115522739199,35.693834435688238,null,null,-1.1607194452448781,6.5375904459778198,null,null,0.15617445123631601,57.020104449418596,null,null,0.8935698551257093,45.641935431035016,null,null,5.5366530319804586,48.617311977838632,null,null,3.4150083933508886,28.92404481075636,null,null,null,null,null,null,null,null,null,null,9.518966416965208,84.652108626672828,null,null,null,null,null,null,null,null,null,null,9.7790309575722105,80.654081806228064,null,null,null,null,null,null,-1.2312938598791614,6.1804355816712349,null,null,11.277439508339237,13.364771608524912,null,null,10.695628723102031,11.786405854150209,null,null,5.4835117115189664,81.917273510574162,null,null,2.3603405611424435,84.267090495397042,null,null,null,null,null,null,null,null,null,null,9.7345366375966904,36.115609667295828,null,null,-1.2017368185032997,6.1398655907796682,null,null,0.14990958937474119,56.903270459160481,null,null,0.93648980948474125,45.981788433759654,null,null,5.5405409955424005,48.619618358051703,null,null,3.4606197597466526,28.829856721552087,null,null,null,null,null,null,null,null,null,null,9.4497354443356336,88.161751662731533,null,null,null,null,null,null,null,null,null,null,9.8901337876805258,76.314693543395165,null,null,null,null,null,null,-1.2666364146544156,5.9466228470863394,null,null,11.362121803417537,10.108369322315941,null,null,10.70364379716219,11.583091582383826,null,null,5.4248817399021876,81.956440035040885,null,null,2.5045163136883919,71.442266938632443,null,null,null,null,null,null,null,null,null,null,9.7517926311002814,35.745423177346446,null,null,-1.1538365785844076,6.5874419455787878,null,null,0.18134164524523538,57.121176431772732,null,null,0.87385604271771544,45.640181609231618,null,null,5.5489345466121041,48.268337283611181,null,null,3.4874115488764144,28.824567130799796,null,null,null,null,null,null,null,null,null,null,9.4737764353570402,87.443021870610025,null,null,null,null,null,null,null,null,null,null,9.8848595688574452,76.629992594528503,null,null,null,null,null,null,-1.2361309274781158,6.1509723767265516,null,null,11.289176010969932,12.866487276190879,null,null,10.69679860790599,11.737658166253059,null,null,5.4831730217924628,81.99014073184064,null,null,2.4655712167953516,71.697836102677712,null,null,null,null,null,null,null,null,null,null,9.6727270682067008,38.09244684342962,null,null,-1.1174865822551732,6.9542118419691805,null,null,-8.2684656460037989E-2,54.254195336567918,null,null,0.82385480784518617,45.677722796448599,null,null,5.5635114940123964,48.476632488892484,null,null,3.4724201342074492,28.717014016616503,null,null,null,null,null,null,null,null,null,null,9.3576755493833463,88.746690742040599,null,null,null,null,null,null,null,null,null,null,9.9086969406109304,75.544469894891776,null,null,null,null,null,null,-1.2279685718746567,6.2083846620429393]
[438,"2012-02-24T18:00:00",2427.9805833145429,0,0,2427.9805833145429,{"$f":"F455/'Refrigeration & Weather'!$C$22","v":1091.2272284559745},{"$f":"G455*3*'Refrigeration & Weather'!$C$23","v":818.42042134198084},null,null,null,null,null,null,null,null,10.372258443510507,35.418447559208957,null,null,9.1676140693267811,47.303662867214186,null,null,-1.0845941163488066,-1.08631222215263E-2,null,null,null,null,null,null,8.6516802704921023,35.635846414943224,null,null,-1.2646219737079112,-1.1507769752813259,null,null,-0.50371790508817127,38.350231662326252,null,null,2.4996871074811255E-2,27.024304774238647,null,null,4.8449670661331483,38.944380996603741,null,null,3.1427341544326963,29.418056999321323,null,null,null,null,null,null,null,null,null,null,8.0258879630268449,101.92218290610049,null,null,null,null,null,null,null,null,null,null,8.5998374735503571,80.43433085786954,null,null,null,null,null,null,-1.2429125945559689,-0.56699629350702385,null,null,11.216759071815508,15.715376855529684,null,null,10.629463703587362,7.1183555752728589,null,null,4.3260953313970196,69.995806879733479,null,null,1.5392215095489234,58.313032196314218,null,null,null,null,null,null,null,null,null,null,9.3319615263471896,25.724981035651965,null,null,-1.1820144683275879,-0.42871913049298782,null,null,-0.52355140435076497,37.946449218073816,null,null,0.34441727188071719,29.790907443968678,null,null,4.8408597702285121,39.656207009960319,null,null,3.0403677681645997,30.009631433664126,null,null,null,null,null,null,null,null,null,null,8.0077581580116775,101.89284459052465,null,null,null,null,null,null,null,null,null,null,8.3944646886797099,84.669399289483891,null,null,null,null,null,null,-1.2400195090215784,-0.55713190732842266,null,null,11.140238606896551,18.22916217884751,null,null,10.610617499340055,7.6090211590684369,null,null,4.2352982136009079,76.501419345760183,null,null,1.223595235510802,64.512084062502353,null,null,null,null,null,null,null,null,null,null,9.3123342804692459,26.045118499763124,null,null,-1.2174194239099216,-0.73762193115558239,null,null,-0.52785124852726173,37.831616834952584,null,null,0.38085029718468322,30.20112354888478,null,null,4.8448600710845229,39.644317152396027,null,null,3.0870328007592516,29.963909674071843,null,null,null,null,null,null,null,null,null,null,7.8589128057057147,102.80269816868793,null,null,null,null,null,null,null,null,null,null,8.5796268556423456,81.056108817015129,null,null,null,null,null,null,-1.2719138082072432,-0.75212183207869665,null,null,11.286070517855773,13.347848653618703,null,null,10.62346738077502,7.2568103662595087,null,null,4.1775664998736373,76.390944473955372,null,null,1.5137955825090244,58.107583113000636,null,null,null,null,null,null,null,null,null,null,9.3356033293442273,25.685763696131158,null,null,-1.1758429992414861,-0.38928772756462804,null,null,-0.50359177987278425,38.342735803446111,null,null,0.32653180048078118,29.628674907973064,null,null,4.8591647205152864,39.284540372710083,null,null,3.1137189746651299,29.977230950569734,null,null,null,null,null,null,null,null,null,null,7.9336348812619768,102.6796820783545,null,null,null,null,null,null,null,null,null,null,8.5744095493928487,80.45122682499138,null,null,null,null,null,null,-1.2444350968794378,-0.58051952537272555,null,null,11.162153748938637,17.392220724445785,null,null,10.613026406303407,7.5158482644234477,null,null,4.2338764459275966,76.561561622073228,null,null,1.4735252697470014,58.08930581643132,null,null,null,null,null,null,null,null,null,null,9.2282485926868265,27.172018037212794,null,null,-1.1446681457577799,-0.1045276627532179,null,null,-0.68848214802985863,33.096017266480125,null,null,0.27935887343883242,29.35712443617269,null,null,4.8697540024826278,39.544535059351368,null,null,3.1005396561796226,29.866343348534343,null,null,null,null,null,null,null,null,null,null,7.9665656324529568,84.542883523175277,null,null,null,null,null,null,null,null,null,null,8.6146756100835553,79.820509154876149,null,null,null,null,null,null,-1.2371125069947293,-0.53327507984150913]
[441,"2012-02-25T03:00:00",2630.6170196574476,0,0,2630.6170196574476,{"$f":"F458/'Refrigeration & Weather'!$C$22","v":1182.2997841157069},{"$f":"G458*3*'Refrigeration & Weather'!$C$23","v":886.72483808678021},null,null,null,null,null,null,null,null,8.8411332742698576,34.941789314395635,null,null,7.3949672183772632,34.753396229430507,null,null,-1.1449034258252562,6.0015310575365683,null,null,null,null,null,null,4.6491729502958501,137.2523795527467,null,null,-1.2811033465036488,5.2919247554520927,null,null,-1.1538018178737561,2.4788156867722209,null,null,-0.72524754393380431,15.148293500101691,null,null,3.3423276685661563,31.44011658782766,null,null,2.1583498348335501,23.856117522601334,null,null,null,null,null,null,null,null,null,null,2.8872250590378239,104.66535946844452,null,null,null,null,null,null,null,null,null,null,4.2026849121034973,81.357442244271965,null,null,null,null,null,null,-1.2616328927301894,5.8961043561157265,null,null,9.9363677653779625,67.340841675870422,null,null,8.4087242342995445,66.02722922202814,null,null,1.7512733677390668,44.676676798172714,null,null,-0.23481918935721754,25.155016768686426,null,null,null,null,null,null,null,null,null,null,7.0182903728515225,58.878700289399255,null,null,-1.2238987576331077,5.6729250850705046,null,null,-1.1588715223763926,2.3491735045468443,null,null,-0.54510197310189201,17.401074421050968,null,null,3.3023054210987919,32.182370061323908,null,null,2.0322621978878539,24.232940988170839,null,null,null,null,null,null,null,null,null,null,2.9301297174694891,101.92277207582013,null,null,null,null,null,null,null,null,null,null,4.3868356187989539,79.832461475964465,null,null,null,null,null,null,-1.2591179519611755,5.9022399534472463,null,null,9.5499582128903118,73.929466278953967,null,null,8.2401767737280878,68.41024178473431,null,null,1.466052752882653,46.475646218260735,null,null,-0.52479138062584152,21.304485765579919,null,null,null,null,null,null,null,null,null,null,6.9721156731300615,59.408025176863333,null,null,-1.2484612246998996,5.5107169387207326,null,null,-1.1600516881586713,2.3245167987383666,null,null,-0.52567814048686834,17.65571611417635,null,null,3.3074184532219215,32.154119693098487,null,null,2.0775374918884499,24.319326656844733,null,null,null,null,null,null,null,null,null,null,2.917594782031494,99.430705077546207,null,null,null,null,null,null,null,null,null,null,4.1421667132221502,82.106605533640476,null,null,null,null,null,null,-1.2835547146968747,5.7818513819939668,null,null,10.401882350414533,52.854865122132999,null,null,8.3623161038171183,66.604972843374611,null,null,1.4233948286626144,46.038620504093402,null,null,-0.25253373762194131,24.99963447787065,null,null,null,null,null,null,null,null,null,null,7.031634657513445,58.541298275016189,null,null,-1.2191445140756769,5.6946165177343184,null,null,-1.1530044807767152,2.4748586612305696,null,null,-0.55299740235838524,17.227348303465106,null,null,3.3361750295199601,31.898026958644099,null,null,2.1021878373618152,24.382055322532359,null,null,null,null,null,null,null,null,null,null,2.8602364621149317,101.5057617282451,null,null,null,null,null,null,null,null,null,null,4.2529808813721326,82.120521144360723,null,null,null,null,null,null,-1.2626938399381047,5.8894419493923751,null,null,9.7037729932013086,70.535791371775829,null,null,8.2754622395288173,67.749627770665739,null,null,1.4629447493438459,46.488750130053781,null,null,-0.27912551860610285,24.592908971414918,null,null,null,null,null,null,null,null,null,null,6.8443544797757889,59.119180138519617,null,null,-1.1979371438922111,5.8431719824299355,null,null,-1.1919501188955406,1.4042626661195703,null,null,-0.58201790247826968,16.898731452031448,null,null,3.3340926464016016,32.156035251268293,null,null,2.0946081091203581,24.269240299522366,null,null,null,null,null,null,null,null,null,null,2.6598081547507939,120.96881722956644,null,null,null,null,null,null,null,null,null,null,4.2785250140723363,80.971727827739642,null,null,null,null,null,null,-1.2571464031028701,5.9176367438487176]
[443,"2012-02-25T09:00:00",2244.1531135776704,0,0,2244.1531135776704,{"$f":"F460/'Refrigeration & Weather'!$C$22","v":1008.6081409337846},{"$f":"G460*3*'Refrigeration & Weather'!$C$23","v":756.45610570033841},null,null,null,null,null,null,null,null,7.7852450821871875,34.515366672219727,null,null,6.3137117714430477,36.569587345014682,null,null,-1.1719717534132603,5.7589044638062381,null,null,null,null,null,null,2.2311105686071881,61.322390893019488,null,null,-1.288115540050123,5.2218373430229024,null,null,-1.2334717449869694,-0.49834716103348803,null,null,-0.92238068609416779,11.120139448198444,null,null,2.5707959350248188,27.358031965152225,null,null,1.5957418233915726,21.568389866325607,null,null,11.133333333333333,5.4804523414727617,null,null,null,null,null,null,0.48903888934832779,52.961927435842341,null,null,10.915128099361455,27.290879659010336,null,null,null,null,null,null,2.1238964589125962,59.841893647459358,null,null,null,null,null,null,-1.2702987166016904,5.8243375377089563,null,null,7.1758572593074081,118.01538079676337,null,null,7.0802490614289457,42.9930857603443,null,null,0.61001342486663279,29.117195524200216,null,null,-0.80598575229117664,10.676963415209919,null,null,null,null,null,null,null,null,null,null,5.3806219437032752,53.598542825260743,null,null,-1.2412355123374237,5.4893083755304692,null,null,-1.2360823120049813,-0.54628893200006123,null,null,-0.79961933329104784,12.507987690623581,null,null,2.5065533758363339,28.071138886452488,null,null,1.4601712468516572,21.784735433866338,null,null,11.133333333333333,5.4804523414727617,null,null,null,null,null,null,0.60205927272453963,51.957537501486655,null,null,10.911383973229254,27.701250004976995,null,null,null,null,null,null,2.1581171417990492,67.642249969664775,null,null,null,null,null,null,-1.2679581927798915,5.8290356376589001,null,null,6.8081634966742204,105.34771089955393,null,null,6.901524702293317,42.990568505489748,null,null,0.32010291663864998,28.214139545794151,null,null,-0.96880965078864856,7.5986612901890842,null,null,null,null,null,null,null,null,null,null,5.3210188520906403,53.911982690041519,null,null,-1.2614098644717235,5.3757921764585097,null,null,-1.2367884468973767,-0.55573364124511537,null,null,-0.78655629100487257,12.659602344452487,null,null,2.5126600353243647,28.040592461190425,null,null,1.5012780221405537,21.938828121882306,null,null,11.133333333333333,5.4804523414727617,null,null,null,null,null,null,0.63063294046213336,51.590863213053041,null,null,10.913526566010599,27.582177819356804,null,null,null,null,null,null,2.0455208902043838,60.19326690045731,null,null,null,null,null,null,-1.2889938823405338,5.7379656579116416,null,null,7.209815594634585,141.51492553655459,null,null,7.0346205519665572,42.886510906207043,null,null,0.29219466619364137,27.803118488337496,null,null,-0.81865336393716692,10.545384536142434,null,null,null,null,null,null,null,null,null,null,5.4079978839772362,53.106099493159391,null,null,-1.237076538076177,5.5048931803024228,null,null,-1.2326453702885556,-0.49787152216577429,null,null,-0.80305440828367447,12.40024941040063,null,null,2.5489975074714919,27.834078241604622,null,null,1.5233823300686034,22.02583004513308,null,null,11.133333333333333,5.4804523414727617,null,null,null,null,null,null,0.55312352782714869,51.266398235400978,null,null,10.913349498973449,27.394165309347056,null,null,null,null,null,null,2.1333550364453737,61.318086983854307,null,null,null,null,null,null,-1.2711847081132881,5.819934228174648,null,null,7.0122835213074497,104.71993927222536,null,null,6.9440812289563585,42.851146537341464,null,null,0.31706218621027377,28.203138098965081,null,null,-0.8331980008455786,10.266260374979616,null,null,null,null,null,null,null,null,null,null,5.2420612674129856,51.559112871968907,null,null,-1.2198754510178691,5.6082435163779634,null,null,-1.2519261008216351,-0.8716316889263358,null,null,-0.82340971203897761,12.185614536269565,null,null,2.5385238048883307,28.080953989210336,null,null,1.5194253233594028,21.919522562461101,null,null,11.133333333333333,5.4804523414727617,null,null,null,null,null,null,-9.7668749015007314E-2,55.711707460866506,null,null,10.917357335766592,27.146350968667857,null,null,null,null,null,null,2.1961370108040019,60.287936766715553,null,null,null,null,null,null,-1.2664257341274687,5.8408735403589143]
[447,"2012-02-25T21:00:00",2139.5685062533589,0,0,2139.5685062533589,{"$f":"F464/'Refrigeration & Weather'!$C$22","v":961.6038230352176},{"$f":"G464*3*'Refrigeration & Weather'!$C$23","v":721.20286727641314},null,null,null,null,null,null,null,null,5.6570544247187495,33.482417309908854,null,null,4.693088468986029,43.187102160219652,null,null,-1.2086203806552951,5.4758622289618515,null,null,8.6218996445813794,71.44232223967191,null,null,7.4818882629674533E-3,24.2775394258421,null,null,-1.2972727702288409,5.1450418611248656,null,null,-1.281490496676061,-1.2757813755165521,null,null,-1.0996385387294871,8.31394710098124,null,null,1.3973029379198776,20.42504743311007,null,null,0.69355875064277828,17.164070699518987,null,null,10.589778816996974,24.756265269407908,null,null,null,null,null,null,-0.84786830968746008,11.671893776125813,null,null,6.0005418047633139,98.590514380697272,null,null,null,null,null,null,-9.8567735891506178E-2,22.720691143846352,null,null,null,null,null,null,-1.2823580467745599,5.7378008274108669,null,null,0.84588643566508814,58.337413831680344,null,null,5.116564036966829,35.849221193810081,null,null,-0.46223496995627916,11.0751703605152,null,null,-1.1277617456204359,1.6915556936430327,null,null,null,null,null,null,8.625643339904892,71.339631543826101,null,null,2.3387807181591374,45.147226918164229,null,null,-1.2633561137546536,5.293559584748011,null,null,-1.2826720209307034,-1.2866177154396068,null,null,-1.0344662986994881,8.8707006613529433,null,null,1.2939274452354634,20.88419066416612,null,null,0.55472360966183398,17.07602750033799,null,null,10.642812871413618,23.383503304929221,null,null,null,null,null,null,-0.76665299971438594,12.425201806129497,null,null,5.8923917087347224,97.13108344911042,null,null,null,null,null,null,-0.43241702981940533,23.555330788494373,null,null,null,null,null,null,-1.2802620099537911,5.7407982300595748,null,null,1.1361629765064947,59.83696309620867,null,null,4.9441427578311048,35.677638949602475,null,null,-0.64964235911006385,9.5737903129545554,null,null,-1.1925838086098568,0.99061103834479103,null,null,null,null,null,null,8.6953179864138637,71.479522355071424,null,null,2.2767912501269771,44.905991902259792,null,null,-1.2780430896941166,5.2308504511679725,null,null,-1.2830842359605101,-1.2889787627045641,null,null,-1.0275705399815169,8.9291228026723282,null,null,1.3017596229735335,20.864254807723874,null,null,0.58293279674091547,17.290928346218386,null,null,10.581808888741708,24.986843355257353,null,null,null,null,null,null,-0.74874779650335499,12.633381738790749,null,null,5.8546573625589566,98.055653558987331,null,null,null,null,null,null,-0.16609968565593525,22.302121555134399,null,null,null,null,null,null,-1.2966307973430735,5.6845464970196113,null,null,0.33551969603174864,58.297669710449014,null,null,5.0790639571998186,35.722214142621127,null,null,-0.66029190716970476,9.4245693395651191,null,null,-1.1354711314857451,1.6490577988593389,null,null,null,null,null,null,8.6999344274289978,71.62518184412059,null,null,2.4091976379007822,44.478592435858261,null,null,-1.2599676290347008,5.302563193683139,null,null,-1.280729296071466,-1.2747669569521705,null,null,-1.0335637329843708,8.830884421064356,null,null,1.3474444729331625,20.781049840171285,null,null,0.59838117226895626,17.397495685037661,null,null,10.56734848627134,25.83375624107272,null,null,null,null,null,null,-0.78644948591342134,12.19380827904773,null,null,6.0196410067184312,97.701722182796672,null,null,null,null,null,null,-0.15079503126877908,22.957651434464253,null,null,null,null,null,null,-1.2830436776123006,5.7356623070169563,null,null,1.0903714754612199,64.280820600252085,null,null,4.9937570582400381,35.611299611748194,null,null,-0.65171850361522476,9.5610365939112523,null,null,-1.141308315477372,1.5879265836324949,null,null,null,null,null,null,8.735560749439701,73.587820641468923,null,null,2.4827502453387353,39.777379168363062,null,null,-1.2477338856607585,5.3589890059027567,null,null,-1.2891094187007963,-1.3556478478713936,null,null,-1.0447898911943805,8.7408753967660555,null,null,1.3233130007309062,20.943735685472088,null,null,0.60049988319804615,17.32105705287313,null,null,10.519576781629841,26.87977584514416,null,null,null,null,null,null,-1.1407081360266531,7.7903991136616479,null,null,5.9897398390453613,99.008459568534732,null,null,null,null,null,null,-7.1477744447326325E-2,23.28726837342586,null,null,null,null,null,null,-1.2793417213948843,5.7482246596496012]
[450,"2012-02-26T06:00:00",1382.1817106820454,0,0,1382.1817106820454,{"$f":"F467/'Refrigeration & Weather'!$C$22","v":621.20526322788567},{"$f":"G467*3*'Refrigeration & Weather'!$C$23","v":465.90394742091428},null,null,null,null,null,null,null,null,4.3210822499039621,24.121023899139107,null,null,2.6002795028195123,43.718984174603094,null,null,-1.2269053475153688,-1.286761442642423,null,null,6.147174226388433,47.018822632869998,null,null,-0.59992096422259844,7.1069086391665017,null,null,-1.3017096639937027,-1.528731456846673,null,null,-1.2945177182906968,5.288826968767073,null,null,-1.1608993827837002,0.95304315003425877,null,null,0.78074103298961572,9.8440986206083831,null,null,0.19668345570569495,16.500385085782618,null,null,8.4378050572607481,59.579155667668338,null,null,11.233333333333333,1.3285945070236997,null,null,-1.0654380375268921,0.22196098232511163,null,null,2.4048178288623774,55.264582806316156,null,null,null,null,null,null,-0.65413932155299204,5.5829482444740917,null,null,null,null,null,null,-1.2885412571368462,-0.9430483054091312,null,null,-0.63304941507279255,18.936053010282698,null,null,3.9510742953248679,24.050021278203502,null,null,-0.78150908639745631,8.5177014144261562,null,null,-1.1973887927469267,2.7869106946311728,null,null,null,null,null,null,6.1664021912836473,46.669998429890796,null,null,0.71786752600619197,26.397579863164808,null,null,-1.2738348012431386,-1.4257142005656673,null,null,-1.2953300860972383,5.2834484081674971,null,null,-1.1161135603567769,1.2686462113449477,null,null,0.6609427734079838,10.071148733541724,null,null,6.6802455568643199E-2,16.253610882778389,null,null,8.4627701279149274,60.875493720421524,null,null,11.233333333333333,1.3285945070236997,null,null,-1.0123824532412118,0.6480005265205131,null,null,2.3639118598719064,54.13442811493789,null,null,null,null,null,null,-0.93983455446460473,3.9820365569333163,null,null,null,null,null,null,-1.2865726199173038,-0.94079015738844118,null,null,-0.52094053873417612,22.097188642428655,null,null,3.7894825012582722,23.796869963171126,null,null,-0.90997053589763621,7.5721855494613273,null,null,-1.2397437845173858,2.4771684933262499,null,null,null,null,null,null,6.1967424781536184,47.622534750406885,null,null,0.67659485387726237,25.857374597053241,null,null,-1.2859746402633769,-1.4690864918473654,null,null,-1.2956591381133391,5.2821939413069714,null,null,-1.1113339813877567,1.3010803344649762,null,null,0.66942311154672907,10.06382258642539,null,null,8.4672679353098038E-2,16.450259918959539,null,null,8.4428584323160702,59.05508668991488,null,null,11.233333333333333,1.3285945070236997,null,null,-1.0016796468801701,0.75026716728126086,null,null,2.3006259217455471,54.29466063726673,null,null,null,null,null,null,-0.70262291623144313,5.2559647551490647,null,null,null,null,null,null,-1.3005830823348539,-0.98205883472872946,null,null,-0.92478400795990057,13.980329871416791,null,null,3.9196099230842898,23.931971691388625,null,null,-0.91583752353320269,7.507821965787846,null,null,-1.2036278423794826,2.765141844866803,null,null,null,null,null,null,6.2012671613616179,47.576746211163169,null,null,0.81261589134629908,26.112694127968698,null,null,-1.2708174453022054,-1.4193102317341619,null,null,-1.2938014929540211,5.2896450716385601,null,null,-1.1138200541846419,1.2482171751719413,null,null,0.71700946290030332,10.059566694839669,null,null,9.5025138038133589E-2,16.547425221891679,null,null,8.392606043924431,59.500134886077241,null,null,11.233333333333333,1.3285945070236997,null,null,-1.0249747783736187,0.55259139404552959,null,null,2.4455015951342167,55.192308658171228,null,null,null,null,null,null,-0.70418734435279895,5.4138552261275574,null,null,null,null,null,null,-1.2891443257594133,-0.94438648608111631,null,null,-0.64137301198080299,21.52055965183586,null,null,3.8406329117473543,23.791854085683042,null,null,-0.91156318547257276,7.5646031570815708,null,null,-1.2075181394266532,2.7384518945143057,null,null,null,null,null,null,6.2259926010660482,47.177508730831661,null,null,1.1004717057540758,22.380785078308293,null,null,-1.2608661460273483,-1.3805932685569202,null,null,-1.2994497151432753,5.2501589754911082,null,null,-1.1217259189912778,1.1964986106463369,null,null,0.68691762609109697,10.145086118209349,null,null,0.10014988498623993,16.500135939707892,null,null,8.3816673402237321,58.247713200987427,null,null,11.233333333333333,1.3285945070236997,null,null,-1.2348226229230532,-1.4252631836093343,null,null,2.3853972124518954,55.249083805954605,null,null,null,null,null,null,-0.64562715187019237,5.8264395134607136,null,null,null,null,null,null,-1.2859643501946529,-0.935323340546657]
[452,"2012-02-26T12:00:00",1306.9262142922034,0,0,1306.9262142922034,{"$f":"F469/'Refrigeration & Weather'!$C$22","v":587.38256822121514},{"$f":"G469*3*'Refrigeration & Weather'!$C$23","v":440.53692616591138},null,null,null,null,null,null,null,null,3.7101367618105621,23.167820582364076,null,null,1.2966831592654162,37.644307477199973,null,null,-1.2363537822026585,-1.3424618080527093,null,null,3.6776903558039233,61.64205498387755,null,null,-0.81958057967935249,3.451594046154598,null,null,-1.3039708171479043,-1.5427172980101922,null,null,-1.2996500883429192,5.358620564824462,null,null,-1.1872577573405407,0.69405008100593346,null,null,0.46559552989625691,7.7940402208961999,null,null,-6.1484042391174998E-2,14.87713564356134,null,null,6.4570527658398404,63.828913065723995,null,null,10.866078453868777,17.500089341051112,null,null,-1.1323548002878003,-0.88485286581186595,null,null,0.97156681335799622,33.810908294744138,null,null,null,null,null,null,-0.83610053907027371,2.674115216763397,null,null,null,null,null,null,-1.2917866545626018,-0.96104216639289242,null,null,-0.93037416094421455,9.9368161730167692,null,null,3.2324167524587062,22.920216136817132,null,null,-0.90315464022134717,6.9593960022299548,null,null,-1.2225114092857157,2.4599695659863592,null,null,null,null,null,null,3.7111538910783604,61.32083493844528,null,null,-4.0268885786815187E-2,17.0968340246453,null,null,-1.2791084297100086,-1.4598040449274199,null,null,-1.3003202710481547,5.3549842744555338,null,null,-1.1511478558320472,0.92118773606916404,null,null,0.34078208920609598,7.8915578108344473,null,null,-0.18201740025996441,14.571388001920775,null,null,6.450154179352622,64.405310771889916,null,null,10.87569972604544,17.026961065223759,null,null,-1.0906249330260962,-0.59720147152618841,null,null,0.95923203383529776,33.155521777401525,null,null,null,null,null,null,-1.0707819432787509,1.2331261618608835,null,null,null,null,null,null,-1.2898858112304783,-0.95913674610768385,null,null,-0.88019390354047689,11.239343285116231,null,null,3.0810340418878073,22.590571072821771,null,null,-1.005438167188206,6.2732020822837358,null,null,-1.2567766958810744,2.2564812699796466,null,null,null,null,null,null,3.7043392229502405,62.546378698171388,null,null,-6.3702703654507822E-2,16.591902215882804,null,null,-1.2899810564070235,-1.4946580149758988,null,null,-1.3006154553342719,5.3541011197658017,null,null,-1.1472545856760574,0.94427939684139195,null,null,0.34936455811685463,7.8915291058995312,null,null,-0.170097999407473,14.737446556205388,null,null,6.4803726537893498,63.301449745445005,null,null,10.906920965080909,15.306986171843977,null,null,-1.0825570987717663,-0.53192993910244768,null,null,0.89848704897353848,32.932142400769692,null,null,null,null,null,null,-0.875499164362741,2.4365880008569079,null,null,null,null,null,null,-1.3026690857857748,-0.99336073926774637,null,null,-1.1114378531707783,7.2807921261985893,null,null,3.2051173279718697,22.796077476212464,null,null,-1.0096793790420087,6.2336305961292275,null,null,-1.2281592770928649,2.4446160993413084,null,null,null,null,null,null,3.7109804460272131,62.486577869397003,null,null,5.5221971749184237E-2,17.274547853514104,null,null,-1.2762798807794318,-1.4545730762906217,null,null,-1.298958132330037,5.3593055051188534,null,null,-1.1483151127609781,0.90758157566195863,null,null,0.3963667499204232,7.9243500518746401,null,null,-0.16271735478560559,14.821324128321674,null,null,6.4188529282476958,63.517539073340053,null,null,10.894322373059747,15.928335840937597,null,null,-1.1008063434775388,-0.65619228338072855,null,null,1.008041762755131,34.049368141442578,null,null,null,null,null,null,-0.87995365074505394,2.4842665159759614,null,null,null,null,null,null,-1.2923520055703981,-0.96204867469210587,null,null,-0.97151428571373921,10.261999920089192,null,null,3.1315982718081252,22.623330661136276,null,null,-1.0068219794502695,6.2677371648191178,null,null,-1.2313542403127911,2.4271585649913958,null,null,null,null,null,null,3.7953172029648825,61.00250484592727,null,null,0.42902812643518118,15.623563177701435,null,null,-1.2674567791154714,-1.4236096361020896,null,null,-1.3035670733900737,5.3328246783038384,null,null,-1.1547946039817716,0.87014328293727106,null,null,0.36428275487217443,7.9664152173805647,null,null,-0.15636941808203808,14.791872607140736,null,null,6.4394666503280282,62.923872241906963,null,null,10.971998702104687,12.878462894026502,null,null,-1.2601987027539983,-1.8984420357484404,null,null,0.95572822276502101,33.655489839625524,null,null,null,null,null,null,-0.83342937785343185,2.8090045394932588,null,null,null,null,null,null,-1.2894401353831917,-0.9546024771998034]
[456,"2012-02-27",1149.6065978759605,0,0,1149.6065978759605,{"$f":"F473/'Refrigeration & Weather'!$C$22","v":516.67712264088118},{"$f":"G473*3*'Refrigeration & Weather'!$C$23","v":387.50784198066088},null,null,null,null,null,null,null,null,2.3282287434789168,26.365381578036693,null,null,-0.24512134416476578,16.216714231433738,null,null,-1.2508275419326107,-1.4191569787952125,null,null,1.0930741596895741,36.268435385361627,null,null,-1.0500608525352575,-2.7553231605308426E-2,null,null,-1.3073957281043369,-1.5615923453107072,null,null,-1.3059327682981081,5.442708302662151,null,null,-1.2218237290667708,0.40603914993038659,null,null,3.7443972529856112E-3,4.8254214898019709,null,null,-0.43945745565759431,12.384698271353326,null,null,3.2421666340032749,43.771176155802458,null,null,6.8682646573831754,79.117991632940345,null,null,-1.2016182049869948,-1.7792969400108563,null,null,-0.35637030088890309,10.744125503001273,null,null,null,null,null,null,-1.0246658243313307,0.20241709259939156,null,null,null,null,null,null,-1.2968324389699601,-0.98629770407838024,null,null,-1.1387605145101625,5.3119659654689544,null,null,1.799336181514398,19.962812194200691,null,null,-1.0452644206314474,5.4214271683211495,null,null,-1.2519263830617524,2.1512293102487954,null,null,null,null,null,null,1.1323760659759894,36.392822919364875,null,null,-0.8256408793415293,4.3025261343621342,null,null,-1.2870040467995973,-1.5051304904287053,null,null,-1.3064318654701561,5.4407407167172694,null,null,-1.1968726900077782,0.53518201063893922,null,null,-0.12095215038554002,4.7546520644687105,null,null,-0.53842274391350387,12.056373423218913,null,null,3.2516367070070915,43.036781693095783,null,null,6.9236817679589668,78.464789042820229,null,null,-1.1732234398773784,-1.6334900331166189,null,null,-0.34897232259839067,10.649035625798499,null,null,null,null,null,null,-1.1859552843493555,-0.64623812175958961,null,null,null,null,null,null,-1.2950386793843736,-0.98489322116680089,null,null,-1.1248883501369951,5.5652681180408674,null,null,1.6787371953498089,19.463953745119525,null,null,-1.1145498339398259,5.0498967158227135,null,null,-1.2767791303876557,2.0479176115877036,null,null,null,null,null,null,1.0678334986934963,36.827789936922265,null,null,-0.82731167593914856,4.1425839438186269,null,null,-1.2959997550556925,-1.5288070703321373,null,null,-1.3066841470186117,5.4402308402188435,null,null,-1.1941044433470647,0.54810100403035023,null,null,-0.11273195427709916,4.7638680406112339,null,null,-0.53500804019295378,12.153151270511266,null,null,3.2886779453969193,43.581047407171383,null,null,7.0263337901316287,79.33568450734829,null,null,-1.1680678959200668,-1.6027752316811141,null,null,-0.38910999285775333,10.35660174471192,null,null,null,null,null,null,-1.0527534209715383,7.6778907954966114E-2,null,null,null,null,null,null,-1.3059300048170117,-1.0093280082449267,null,null,-1.2280019081485194,4.4622022511482164,null,null,1.7813825628970905,19.83373727078936,null,null,-1.1170980697210537,5.0328555273488762,null,null,-1.256825177374115,2.1425859125007523,null,null,null,null,null,null,1.0758097692100597,36.850843964138015,null,null,-0.76100512864321046,4.8255797531696274,null,null,-1.2844612646476448,-1.5014775992313365,null,null,-1.3052779989380343,5.4431962113269883,null,null,-1.1934241570871122,0.52869882167422266,null,null,-6.9472503996300228E-2,4.8349663706092167,null,null,-0.53210345566503625,12.206968262097586,null,null,3.2329042705470212,43.288427660203169,null,null,6.9352100826708591,80.566720357693356,null,null,-1.1807908032831529,-1.6610644322020924,null,null,-0.33743962158237223,10.96302040950974,null,null,null,null,null,null,-1.0577513462313215,6.7222071080644374E-2,null,null,null,null,null,null,-1.2973469519175167,-0.98689883937199874,null,null,-1.174354142837249,5.1224852665689751,null,null,1.7233329048642996,19.589260213365776,null,null,-1.1156685854427635,5.046866486990794,null,null,-1.2592144538564176,2.1337572544109618,null,null,null,null,null,null,1.1846207154552304,37.319667638739617,null,null,-0.40243792781248555,6.1275149588653246,null,null,-1.2772983077902758,-1.4806220896651687,null,null,-1.3086484404153766,5.4290349067292931,null,null,-1.1980565344733247,0.50723718796261952,null,null,-0.10211597094938561,4.8199562341608484,null,null,-0.52477833847370525,12.202711770890488,null,null,3.2380503572009296,44.045060924040158,null,null,6.8410049410532059,95.296092060702989,null,null,-1.2849095713625442,-2.2445300272362645,null,null,-0.36249273849495994,10.634065885905363,null,null,null,null,null,null,-1.0271989946972389,0.24835695982839878,null,null,null,null,null,null,-1.2948434271846851,-0.98166320777180271]
[459,"2012-02-27T09:00:00",1047.819667458617,0,0,1047.819667458617,{"$f":"F476/'Refrigeration & Weather'!$C$22","v":470.93018762185039},{"$f":"G476*3*'Refrigeration & Weather'!$C$23","v":353.19764071638781},null,null,null,null,null,null,null,null,1.2802420495024545,17.884847875933648,null,null,-0.71945922033907461,6.2635555609720841,null,null,-1.2589746737371807,5.1854928372975913,null,null,-8.4137179652726157E-2,15.942787397233531,null,null,-1.1286698631675982,5.7037518606144459,null,null,-1.3093041457648995,5.0721217051435543,null,null,-1.3089442064363046,-1.2212354926566862,null,null,-1.2385874380010391,6.9324913708713822,null,null,-0.23729299364682191,9.9855051333958134,null,null,-0.63274836379108945,8.8835647970620251,null,null,1.4123360991994685,32.781142460530582,null,null,3.3663480983410246,67.83258457419673,null,null,-1.2289211566039298,4.5941975134355042,null,null,-0.73594505368666685,11.395901291033713,null,null,null,null,null,null,-1.0975423900560799,6.095980458988028,null,null,null,null,null,null,-1.2997160242283914,5.6437986203618999,null,null,-1.1980204888247619,2.0968081054481571,null,null,1.0015136357451637,23.086097643440979,null,null,-1.1061485202805001,2.6686567077378909,null,null,-1.2648536397450174,-0.17094900959946016,null,null,null,null,null,null,-5.6119350362915439E-2,16.196782118865812,null,null,-1.0345483790210055,7.3167458999204431,null,null,-1.2913523191597709,5.1159507332434542,null,null,-1.3093625798370632,-1.2226223446906628,null,null,-1.2189092083078246,7.0226137205641708,null,null,-0.35671683374874918,9.8559679386557093,null,null,-0.71621600197579949,8.5876083968365045,null,null,1.4677927251389316,31.886657039856576,null,null,3.4223695272443533,68.638204698277661,null,null,-1.2062825715325798,4.6897322729614812,null,null,-0.72693347322388935,11.395121455053197,null,null,null,null,null,null,-1.2248793377786908,5.5282001728865291,null,null,null,null,null,null,-1.2979845437814028,5.644942440413419,null,null,-1.1912767878757391,2.1940575821526549,null,null,0.90566806819160961,22.539814983896932,null,null,-1.1605896061784393,2.4200557231051096,null,null,-1.2856032306210989,-0.23947100951479447,null,null,null,null,null,null,-0.11862825964380032,15.901933980949721,null,null,-1.032028720143465,7.2749526209368778,null,null,-1.2993256894527216,5.0975978199952321,null,null,-1.3095934626542145,-1.2229976726024845,null,null,-1.2166660096271349,7.0315519751578179,null,null,-0.34903996987546926,9.8679844458763455,null,null,-0.7164439809794082,8.6435654898904932,null,null,1.4613580245893973,32.863396137040013,null,null,3.4605367798521613,70.219464929509726,null,null,-1.2023157437217253,4.7091178001661529,null,null,-0.75556353039707647,11.210734759186376,null,null,null,null,null,null,-1.1206572267922557,6.0133839978402071,null,null,null,null,null,null,-1.3078042091313522,5.6254457591406632,null,null,-1.2593493967041178,1.6490962406186056,null,null,0.98929836715688713,22.970027255031482,null,null,-1.1624981629165241,2.4099248571148904,null,null,-1.2693993356660185,-0.17698891077076639,null,null,null,null,null,null,-0.11240957765299484,15.93713009015911,null,null,-0.9911400582426233,7.6575765218152512,null,null,-1.2889686815628987,5.1188296440284855,null,null,-1.3083111829768554,-1.2208344037168681,null,null,-1.2152150523563825,7.0187213445878136,null,null,-0.30954259584342664,9.9459922742249773,null,null,-0.71568791029386891,8.6788974128559424,null,null,1.4272359516178079,32.368859714245751,null,null,3.3436919614327323,69.78204777265627,null,null,-1.2127769639058268,4.6721227939456496,null,null,-0.72502529520714654,11.515899243953735,null,null,null,null,null,null,-1.1249926534743724,5.9985193520981754,null,null,null,null,null,null,-1.3002058035091968,5.6433739737662529,null,null,-1.2257192574435143,1.947293507868638,null,null,0.94322668870535542,22.707889954645889,null,null,-1.1615853268836644,2.417960960842529,null,null,-1.2714381347511614,-0.18284025987743563,null,null,null,null,null,null,-4.2024664985567187E-2,16.752137185370749,null,null,-0.70275410242567615,9.0180677225702848,null,null,-1.2827036289589822,5.1349073398205194,null,null,-1.3111027539251119,-1.2307469630332941,null,null,-1.2189690128581412,7.0036745427386355,null,null,-0.34083288121379357,9.9106309831145545,null,null,-0.70843700282033084,8.6842262983616969,null,null,1.382317180777014,33.387914654831555,null,null,2.9391555532316564,67.427295048726137,null,null,-1.2942440113222957,4.3014179665554986,null,null,-0.7382285815779932,11.341020382913271,null,null,null,null,null,null,-1.101646147772682,6.1185143960793704,null,null,null,null,null,null,-1.2979307703750786,5.6475132834612847]
[461,"2012-02-27T15:00:00",831.7380565741704,0,0,831.7380565741704,{"$f":"F478/'Refrigeration & Weather'!$C$22","v":373.81485688726764},{"$f":"G478*3*'Refrigeration & Weather'!$C$23","v":280.36114266545076},null,null,null,null,null,null,null,null,0.80456045802502374,12.582423301231346,null,null,-0.88490985276669265,3.7513183547677151,null,null,-1.2634843892566832,5.1658580175455144,null,null,-0.4885518251176319,8.9176550297493637,null,null,-1.1615401704422705,5.3570298494797717,null,null,-1.3103548736949426,5.0674246607938853,null,null,-1.310477614559783,-1.2307499892336979,null,null,-1.2471239332918258,6.8794620376396214,null,null,-0.36278447068926201,9.2479374178432288,null,null,-0.73101126155706875,8.2430348538552192,null,null,0.58217753375858516,21.87381995275349,null,null,1.5881369034202029,52.970641042395663,null,null,-1.2414561773775421,4.4884159315256937,null,null,-0.87525833925109198,9.5139450932536995,null,null,null,null,null,null,-1.1304408683567602,5.8049952848492374,null,null,null,null,null,null,-1.3013268090614447,5.6371205884303972,null,null,-1.22167226695663,1.8068426421615249,null,null,0.53452519732105042,19.871985756632281,null,null,-1.1350527420519236,2.4438907944681194,null,null,-1.2711176557154553,-0.2165661926037149,null,null,null,null,null,null,-0.46800710236854365,9.1148746421767104,null,null,-1.1066825435863163,6.2811109144743309,null,null,-1.2937297614094621,5.1049467796406276,null,null,-1.310855226561128,-1.2318764534962838,null,null,-1.2300831431038499,6.9520810474565948,null,null,-0.47756338353868594,9.1006331703938255,null,null,-0.80525862595399478,7.9774018145773695,null,null,0.65899836924027688,21.425610494440463,null,null,1.6165849234226746,53.747059343953438,null,null,-1.2215623490282728,4.562900312969437,null,null,-0.86655100907995652,9.5282747434742099,null,null,null,null,null,null,-1.2414416117559619,5.3615217772404886,null,null,null,null,null,null,-1.2996304859089989,5.6381268330192098,null,null,-1.2171513138920336,1.8629498671620981,null,null,0.45608641609853695,19.371537097748341,null,null,-1.182321363899266,2.2486829619219768,null,null,-1.2898895769528325,-0.2704370115700237,null,null,null,null,null,null,-0.51930383416578363,8.7747950961650716,null,null,-1.103315403759632,6.2650405643380482,null,null,-1.3011478393099398,5.0892476861867051,null,null,-1.3110749147969745,-1.232189524068386,null,null,-1.2281008580359405,6.9592506299545214,null,null,-0.47029621368419233,9.1132229171447836,null,null,-0.80695534314181261,8.0137857100104526,null,null,0.62607438336919319,22.068798208093199,null,null,1.6038500625039289,55.165508207560997,null,null,-1.2181464234166088,4.5777203796555028,null,null,-0.8901136394083885,9.3962286393113619,null,null,null,null,null,null,-1.1511843271250948,5.7406970509798203,null,null,null,null,null,null,-1.3088548228934433,5.6211747240064005,null,null,-1.2716807976978362,1.4945796651314929,null,null,0.52574760707025825,19.77855591350183,null,null,-1.1839476475644952,2.2412129763086779,null,null,-1.2754865274199341,-0.22143534793291791,null,null,null,null,null,null,-0.51407627837952541,8.800045588509116,null,null,-1.0727584853326964,6.5308156430919517,null,null,-1.2914336824881782,5.1074322095447098,null,null,-1.3098569545342933,-1.2303953605689779,null,null,-1.2262815292477076,6.9492685707017738,null,null,-0.43336321630872865,9.1901041225444082,null,null,-0.80718665700161374,8.0397940715014666,null,null,0.60642589740628638,21.685307749811756,null,null,1.5091156790526548,54.389555802580965,null,null,-1.227553664569577,4.5493050742991841,null,null,-0.86750002474334831,9.5934386123945767,null,null,null,null,null,null,-1.1550310016309624,5.7261611452871461,null,null,null,null,null,null,-1.3018041582479201,5.636778594892208,null,null,-1.2452933625588782,1.6879393783076659,null,null,0.48798811438480827,19.540351801401588,null,null,-1.1832558536642488,2.2469978826560029,null,null,-1.2773564532900983,-0.22603535167868788,null,null,null,null,null,null,-0.46676276157461161,9.3897695872673221,null,null,-0.82608060137054273,7.712396378159502,null,null,-1.2856541955476957,5.1211400911594005,null,null,-1.3123578308193471,-1.2384144816520084,null,null,-1.2295944869537749,6.9371114188084464,null,null,-0.46335454202257031,9.1483474571507486,null,null,-0.80017678137751069,8.0483294468275837,null,null,0.53610249332847371,22.245917271115793,null,null,1.2975028592081841,47.154668640131099,null,null,-1.2984560327323338,4.264405010754202,null,null,-0.87613842299053257,9.4795765243855286,null,null,null,null,null,null,-1.1351291948898796,5.819508771847949,null,null,null,null,null,null,-1.2996551440178836,5.6403586634693337]
[462,"2012-02-27T18:00:00",504.86502277137612,0,0,504.86502277137612,{"$f":"F479/'Refrigeration & Weather'!$C$22","v":226.90562821185446},{"$f":"G479*3*'Refrigeration & Weather'!$C$23","v":170.17922115889084},null,null,null,null,null,null,null,null,0.63092917200709531,13.043920250788707,null,null,-0.94276606899523463,5.1543062492070817,null,null,-1.2655143404958997,-1.4855747786376168,null,null,-0.62065937125752679,8.8748286936639698,null,null,-1.1741214911310291,-1.1943666157944544,null,null,-1.3108265755402095,-1.577561745916477,null,null,-1.3111388359049791,5.4083711584886709,null,null,-1.2508039359264655,0.21500154729337742,null,null,-0.41718666931970699,2.2949986773835587,null,null,-0.77291702512626881,10.189810059497869,null,null,0.28289406606082135,20.051945473071697,null,null,0.88106891504310603,37.482957634093466,null,null,-1.2465935489734641,-2.1944344769853843,null,null,-0.92609617117302423,2.2485807737202159,null,null,null,null,null,null,-1.1437940817764338,-0.94677109772765633,null,null,null,null,null,null,-1.3020554444807959,-1.0087483918487001,null,null,-1.2307336723961366,4.0208698803166669,null,null,0.33286878991955954,12.100262102098617,null,null,-1.147069693792985,4.5711983354578294,null,null,-1.2737529713628204,1.9799207666344081,null,null,null,null,null,null,-0.60300957433616309,9.0375261139334029,null,null,-1.1317536773307095,-0.52881977200012276,null,null,-1.2947930902090385,-1.5427204717416683,null,null,-1.3114989449980021,5.4073494666210449,null,null,-1.2348885990503999,0.28059209971573379,null,null,-0.52948378512573602,2.1432434877668367,null,null,-0.84294085984603373,9.9400021577889159,null,null,0.36495690186325397,19.808597908437726,null,null,0.89845884476890225,38.070939474721506,null,null,-1.2278438391062001,-2.1281134968327238,null,null,-0.91765458675633937,2.2654701591208681,null,null,null,null,null,null,-1.2479856660582143,-1.3413336484952592,null,null,null,null,null,null,-1.3003751094971028,-1.0078024954761335,null,null,-1.2269545484639843,4.0644433094197794,null,null,0.26263048990702498,11.611100930064442,null,null,-1.1913355142359172,4.3969958628989279,null,null,-1.2916953927284449,1.9317655633222133,null,null,null,null,null,null,-0.64900774426343155,8.7297031353414489,null,null,-1.128200956266749,-0.5375589030125939,null,null,-1.3019636924793674,-1.5572923761155772,null,null,-1.311713730601558,5.4070619173686989,null,null,-1.2330172904609407,0.28705487385098044,null,null,-0.52242499867181424,2.1558610495009005,null,null,-0.84515714957365806,9.9686694368740767,null,null,0.3233610844226194,20.264661367362578,null,null,0.86606141371354051,39.089135956952369,null,null,-1.2246543401875543,-2.1150308845845096,null,null,-0.9392452036923693,2.1531668204399703,null,null,null,null,null,null,-1.1635506140018321,-1.0039524052088542,null,null,null,null,null,null,-1.3093309762281893,-1.0236547951308639,null,null,-1.2763811521987813,3.755650215257555,null,null,0.32556302562241424,12.014454304098118,null,null,-1.1928488579929823,4.3905124541864691,null,null,-1.2780463972784712,1.9755247611340823,null,null,null,null,null,null,-0.64414338300438556,8.7498636150704261,null,null,-1.1014216869810711,-0.32960803918092246,null,null,-1.292536290939307,-1.5404040738381735,null,null,-1.3105238182982868,5.4087052485683422,null,null,-1.2310448981187585,0.27819312227958348,null,null,-0.48674600960138026,2.2311607283514223,null,null,-0.84577789126661651,9.9908598561245299,null,null,0.30931629598097043,19.951824086461833,null,null,0.78457858516351853,38.291655872955388,null,null,-1.233626804783605,-2.1401745788116573,null,null,-0.91949921980049432,2.3138158331029071,null,null,null,null,null,null,-1.1671627268714611,-1.0179373239325566,null,null,null,null,null,null,-1.3025275008342405,-1.0090565328097023,null,null,-1.2526439507057083,3.9149862585670037,null,null,0.29170072819981679,11.782190801458807,null,null,-1.1922438859382432,4.3954735036618375,null,null,-1.2798454913687169,1.9714126901971347,null,null,null,null,null,null,-0.60532462647564944,9.2216046181714209,null,null,-0.87242506842252765,0.67508644595903256,null,null,-1.2869726847493661,-1.5276998904879504,null,null,-1.3129002380891841,5.4014455049850181,null,null,-1.2341692968821603,0.26719882224172326,null,null,-0.51602901651786404,2.1876936737651707,null,null,-0.83891915091042246,10.000335100528799,null,null,0.23209820738866263,20.287421847559674,null,null,0.68936494333458942,31.628204795189159,null,null,-1.3001691853567214,-2.392347478029361,null,null,-0.92648252553953814,2.2211458366854462,null,null,null,null,null,null,-1.1486926513702602,-0.93502876736569773,null,null,null,null,null,null,-1.3004350979484176,-1.0057168784388486]
[465,"2012-02-28T03:00:00",521.64271616062592,0,0,521.64271616062592,{"$f":"F482/'Refrigeration & Weather'!$C$22","v":234.44616456657349},{"$f":"G482*3*'Refrigeration & Weather'!$C$23","v":175.8346234249301},null,null,null,null,null,null,null,null,0.21750455778190914,7.9446260226981815,null,null,-1.0584274168054042,1.4828080200520386,null,null,-1.2708595647887431,5.1362714930745543,null,null,-0.86863856222471003,3.0065678181900339,null,null,-1.203242858179393,5.0505560940101972,null,null,-1.3120650473018771,5.0604088272711119,null,null,-1.3127982608214726,-1.2435791652681176,null,null,-1.2600340807677375,6.807851048099268,null,null,-0.55373676592183962,8.1921033396803509,null,null,-0.87580739828546961,7.3400725765901136,null,null,-0.30995598789080209,9.9761293842153069,null,null,-0.34106467193279394,20.073989284474521,null,null,-1.2588058789632905,4.3622520962025506,null,null,-1.0329950822677481,7.7238286402192786,null,null,null,null,null,null,-1.1751820098958654,5.4632777804851917,null,null,null,null,null,null,-1.3039851630266377,5.6269359833515873,null,null,-1.2508666213293143,1.5107329553680497,null,null,-0.14013650257458526,14.63349239781815,null,null,-1.1760243510641679,2.1638605477293256,null,null,-1.2801921757032269,-0.27449511149519318,null,null,null,null,null,null,-0.85697741615989509,3.0971085057192314,null,null,-1.1843683252354564,5.3945678432100097,null,null,-1.2975728109100375,5.0886574005620995,null,null,-1.3131146450297713,-1.2443581996301962,null,null,-1.2469073745971748,6.8572327638862776,null,null,-0.65841167804231282,8.0386817589284298,null,null,-0.93470075153210896,7.1360123316207327,null,null,-0.22720331029037455,10.100026912282045,null,null,-0.33698186466902352,20.162800491661784,null,null,-1.2428218529671828,4.4104241912950268,null,null,-1.0254281979233186,7.7411119320596171,null,null,null,null,null,null,-1.2629624874319123,5.1782963190970559,null,null,null,null,null,null,-1.3023474033606521,5.6277277131538401,null,null,-1.2484960686539435,1.5326387575893694,null,null,-0.18966506566702288,14.281989894643674,null,null,-1.2130108806681141,2.0369183366557708,null,null,-1.2961153298280965,-0.30983586465628898,null,null,null,null,null,null,-0.89059234338920001,2.8964307462698042,null,null,-1.1806567769679976,5.3947717016946664,null,null,-1.3040991676051406,5.0768552282838764,null,null,-1.3133168937069166,-1.2445852710505325,null,null,-1.245310084385133,6.8620737465584973,null,null,-0.65196606339046548,8.0507366087734162,null,null,-0.93785771382135352,7.1481665120976965,null,null,-0.27963428355557152,10.16270845054032,null,null,-0.38460508412225836,20.053081782037737,null,null,-1.2401715348184459,4.4197196679084678,null,null,-1.0426459471648899,7.6696371678766173,null,null,null,null,null,null,-1.1925592333350172,5.4219254858311299,null,null,null,null,null,null,-1.3105948842662469,5.6146316969815775,null,null,-1.2867816850494829,1.3391878750162154,null,null,-0.14412909619534378,14.581908894521607,null,null,-1.2142634482372099,2.0325213615324973,null,null,-1.2842991174562373,-0.27778690184414334,null,null,null,null,null,null,-0.88644625492338691,2.9070841355301638,null,null,-1.1620899068752777,5.5294867488436665,null,null,-1.2954189963432738,5.0905526511887134,null,null,-1.3121983255891654,-1.2432980198781731,null,null,-1.2429706502354623,6.8557288850273412,null,null,-0.61984125649469879,8.1190996029716391,null,null,-0.93933012104469427,7.1617102846023455,null,null,-0.28313130453905833,10.020967362973414,null,null,-0.43401522621084615,19.552323969404874,null,null,-1.2481040962195076,4.4017349531931709,null,null,-1.0288149204899317,7.7615044508702544,null,null,null,null,null,null,-1.1955336729407033,5.4100401415282562,null,null,null,null,null,null,-1.3044442075337914,5.6267074273524935,null,null,-1.2686697010063106,1.4349953597193472,null,null,-0.16817754135593074,14.415504379754019,null,null,-1.213854420264642,2.0357677597394872,null,null,-1.2859257729746734,-0.28080497548037781,null,null,null,null,null,null,-0.86430825635795505,3.1496101091387132,null,null,-0.97704776842620022,6.3179497153117268,null,null,-1.2904157991378136,5.1007989891384913,null,null,-1.3142648889961712,-1.2488055279641346,null,null,-1.2456267629574578,6.8474228549794036,null,null,-0.64691858379658762,8.0744278667443083,null,null,-0.93297884854752433,7.1722817303710329,null,null,-0.36405941883343684,9.9362075467950159,null,null,-0.34705554885128187,18.09452821011196,null,null,-1.3042114636328854,4.2211618914270232,null,null,-1.0324060311120071,7.7092591802073809,null,null,null,null,null,null,-1.1805035884518162,5.4696443472474865,null,null,null,null,null,null,-1.3025005133617815,5.6294482559025507]
[468,"2012-02-28T12:00:00",190.11236607566994,0,0,190.11236607566994,{"$f":"F485/'Refrigeration & Weather'!$C$22","v":85.443760034008974},{"$f":"G485*3*'Refrigeration & Weather'!$C$23","v":64.082820025506734},null,null,null,null,null,null,null,null,-7.8772836486738829E-2,8.1787968415601373,null,null,-1.1248555095778121,2.996021583490994,null,null,-1.2752962202493059,-1.5229347109364455,null,null,-0.99621420239392577,3.6174471435783744,null,null,-1.2226502326228743,-1.8575788825250403,null,null,-1.3130892104104335,-1.5863804758057112,null,null,-1.3140901923686255,5.3931068835778406,null,null,-1.2672120268291363,0.12976935387679647,null,null,-0.65922687472946262,1.0110781745992679,null,null,-0.95258350866902086,9.1080940318728008,null,null,-0.63150542810414589,8.3144721003783211,null,null,-0.80328706359145696,4.2899531231709496,null,null,-1.2676653888817784,-2.3354617731672564,null,null,-1.098947173315973,0.47448539237706333,null,null,null,null,null,null,-1.1975951191604026,-1.3250338493063767,null,null,null,null,null,null,-1.3055996636445639,-1.021696796922166,null,null,-1.2642807410195693,3.7136457021154161,null,null,-0.44424845639310856,5.2874405802967575,null,null,-1.1973595071711904,4.2520802561389335,null,null,-1.2850315489837369,1.9130738115574457,null,null,null,null,null,null,-0.98785854443422594,3.6691066781792165,null,null,-1.2152756338491189,-1.6737948376170571,null,null,-1.2998578276637824,-1.5630932700614053,null,null,-1.3143727393226137,5.3924963083499282,null,null,-1.2562163094742478,0.1679963695111121,null,null,-0.75650205986607433,0.86615594363342863,null,null,-1.0024594667127826,8.9436280132796959,null,null,-0.55811352315307572,8.5319420833903017,null,null,-0.80110931370570626,4.3107887480676217,null,null,-1.2537291619981068,-2.2991948563185676,null,null,-1.0921654318021152,0.48899660348845297,null,null,null,null,null,null,-1.2733080943208841,-1.5379490103248159,null,null,null,null,null,null,-1.3039977271443148,-1.0210277349080026,null,null,-1.2626490653205535,3.7256032072409981,null,null,-0.47964727063508494,5.0520939726709155,null,null,-1.2289485903649668,4.1565065632794012,null,null,-1.2994458879030057,1.8862563759503033,null,null,null,null,null,null,-1.0138090870777201,3.5446747329963624,null,null,-1.2116475145551782,-1.6711129867458159,null,null,-1.3058576739160117,-1.5728131811154484,null,null,-1.3145649603767935,5.3923127209217521,null,null,-1.2548274661643952,0.17172855604002266,null,null,-0.75062615808119482,0.8771418989800891,null,null,-1.0059449252781518,8.9464351522612926,null,null,-0.6089437826505758,8.4463860153243004,null,null,-0.83764658888527976,4.0680920636989466,null,null,-1.2514702974572949,-2.2923183437472274,null,null,-1.106522229908264,0.44097569019217242,null,null,null,null,null,null,-1.2132186732769332,-1.3560222184953563,null,null,null,null,null,null,-1.3116556808817081,-1.0319949829181374,null,null,-1.2936820645491824,3.5953541548329655,null,null,-0.44633071316843753,5.2580513346735218,null,null,-1.230019921487804,4.1533837508965199,null,null,-1.2889973247192548,1.9105597553225415,null,null,null,null,null,null,-1.0100500551363378,3.5507376168326048,null,null,-1.1980526659217225,-1.5834898669668047,null,null,-1.2977889009870769,-1.5615212482447989,null,null,-1.3135030052259153,5.3933453784293759,null,null,-1.2522209576447785,0.16704462077237509,null,null,-0.72167011009981175,0.93732707225602374,null,null,-1.0079309216540637,8.9545032605708954,null,null,-0.60803514216644439,8.3914745418666588,null,null,-0.86879117261913574,3.7926167404800708,null,null,-1.2586432840501156,-2.3056941089652341,null,null,-1.0962102782164844,0.49773202108166892,null,null,null,null,null,null,-1.2156604215327749,-1.3658566351359673,null,null,null,null,null,null,-1.3060489653675338,-1.021869327648893,null,null,-1.2791047248464331,3.6579408664038904,null,null,-0.46368837576131255,5.1465369040432867,null,null,-1.2297423124907334,4.15560989200773,null,null,-1.2904951373686131,1.9082700282378398,null,null,null,null,null,null,-0.99649338085078043,3.6809308598948989,null,null,-1.0441117096813928,-1.0028668460583863,null,null,-1.2932419109541191,-1.5531134031934941,null,null,-1.315330913836992,5.389047883802573,null,null,-1.2545180550961923,0.16059514767996211,null,null,-0.74658480926700688,0.89487768540012069,null,null,-1.0020973981086874,8.9647115133624826,null,null,-0.68084677287076156,8.1909683811690535,null,null,-0.76518954216910029,3.9798560668705036,null,null,-1.3071178478124317,-2.4402278956491865,null,null,-1.0978237014228895,0.46625237004419162,null,null,null,null,null,null,-1.2031487503692144,-1.3215100717397701,null,null,null,null,null,null,-1.3042282721383927,-1.0195871327918919]
[471,"2012-02-28T21:00:00",351.49971509735593,0,0,351.49971509735593,{"$f":"F488/'Refrigeration & Weather'!$C$22","v":157.97740004375549},{"$f":"G488*3*'Refrigeration & Weather'!$C$23","v":118.48305003281662},null,null,null,null,null,null,null,null,-0.29454637159085417,4.6037887142970639,null,null,-1.1664306690798296,0.40997354251923496,null,null,-1.2790277417442915,5.1073285460402698,null,null,-1.0718060330369579,0.57237383793782015,null,null,-1.237524144165874,4.7334954911150922,null,null,-1.3139480892103526,5.0536207287997774,null,null,-1.3151201444702811,-1.2544188489089068,null,null,-1.2729269834538368,6.7473189621954424,null,null,-0.74213348533861767,7.2598245420834004,null,null,-1.0109200435173737,6.5767600126438772,null,null,-0.81826285797893084,4.1370526484249623,null,null,-1.0000984929607717,7.7529575863140332,null,null,-1.2743375074068954,4.2708887479059019,null,null,-1.142646301150763,6.7731777206848207,null,null,null,null,null,null,-1.2142467785256046,5.2221990806342715,null,null,null,null,null,null,null,null,null,null,-1.273748022261475,1.3324706615621218,null,null,-0.64502612025319683,10.283952499198094,null,null,-1.2136003729217575,1.9516677815011838,null,null,-1.288778570352044,-0.31989480154248334,null,null,null,null,null,null,-1.0654485152606079,0.60447378980710254,null,null,-1.2367695502141798,4.8331885051503889,null,null,-1.3017640864286908,5.0730919887987138,null,null,-1.3153758485081146,-1.2549082570207082,null,null,-1.263601533949821,6.7776055008779386,null,null,-0.83256042647704431,7.127605647791583,null,null,-1.0535419737986549,6.4445091034993292,null,null,-0.75556950091437025,4.3441925742108509,null,null,-0.99874237821805012,7.7672256739355916,null,null,-1.2619670721723149,4.2989924738020129,null,null,-1.1365058406188335,6.7848588459116268,null,null,null,null,null,null,-1.2808053041884586,5.0585106355863134,null,null,null,null,null,null,null,null,null,null,-1.2725324130695086,1.3393991664674043,null,null,-0.67100159051356356,10.126830096225959,null,null,-1.2410661586877429,1.8777230502156455,null,null,-1.302031601674871,-0.34078804083666203,null,null,null,null,null,null,-1.0864427927104567,0.52290009279892935,null,null,-1.2332942797591659,4.8364116866948565,null,null,-1.30732697951164,5.0649724169973558,null,null,-1.3155598793555858,-1.2550594918494138,null,null,-1.2623754641605527,6.78055233837497,null,null,-0.82719634647696938,7.1373770097353795,null,null,-1.057019073947844,6.4423226369128912,null,null,-0.80103234866685724,4.2265433934610908,null,null,-1.025137126387436,7.5975891100342174,null,null,-1.2600028435848492,4.3042462555979748,null,null,-1.148890920494575,6.7509911419129791,null,null,null,null,null,null,-1.2285356532451006,5.198296449667632,null,null,null,null,null,null,null,null,null,null,-1.2985401640661227,1.2468691807140857,null,null,-0.64601940260282154,10.267126536971984,null,null,-1.2420061969895393,1.8754211080106875,null,null,-1.2926357396211603,-0.32184030133083097,null,null,null,null,null,null,-1.0829216527477061,0.52673036519450467,null,null,-1.2231965427303624,4.8947316387509598,null,null,-1.2997660017863542,5.0744106711747303,null,null,-1.3145438086402326,-1.2542152689148658,null,null,-1.2595689968522907,6.7770010506093179,null,null,-0.80100549674400034,7.1895833361638264,null,null,-1.0593065798345425,6.4469786290695295,null,null,-0.79852334810824821,4.2083972420794744,null,null,-1.046254320351591,7.4445152100853118,null,null,-1.266601584336239,4.2939911643227875,null,null,-1.1408270732326724,6.7883761489495367,null,null,null,null,null,null,-1.2305378793871447,5.1901857249183569,null,null,null,null,null,null,null,null,null,null,-1.2863478986353176,1.2903138683200643,null,null,-0.65890647142720116,10.192481775280294,null,null,-1.2418205447046997,1.8770071313304966,null,null,-1.294034430846362,-0.32362286970389958,null,null,null,null,null,null,-1.0742719006609867,0.6038102888666258,null,null,-1.0936982816208018,5.3213823154668036,null,null,-1.2955963410241269,5.0814121494177762,null,null,-1.3161831773138788,-1.2576465511116046,null,null,-1.2615838904634151,6.7718775050272679,null,null,-0.82391211934813224,7.1507946177454613,null,null,-1.0539547116202577,6.4562420469945927,null,null,-0.86125795792167037,4.0112574640758938,null,null,-0.95885819322332377,7.8089643644246713,null,null,-1.3092925932420179,4.1905583828220339,null,null,-1.1412126172088968,6.7682762695245504,null,null,null,null,null,null,-1.2199291658245861,5.2241526539376339]
[474,"2012-02-29T06:00:00",125.18591876193881,0,0,125.18591876193881,{"$f":"F491/'Refrigeration & Weather'!$C$22","v":56.26333427502869},{"$f":"G491*3*'Refrigeration & Weather'!$C$23","v":42.197500706271519},null,null,null,null,null,null,null,null,-0.45479805269852636,5.8749905902967843,null,null,-1.1942595782868128,2.4101416416834471,null,null,-1.2822024070999181,-1.5457571935027301,null,null,-1.1243702720313811,1.969761595512912,null,null,-1.2485830541368514,-1.8370879375662703,null,null,-1.3146771024794319,-1.5917053166416306,null,null,-1.3159575081352088,5.3851623298175086,null,null,-1.2775668953757977,8.5420802908342683E-2,null,null,-0.80835289494643969,0.32322880363420803,null,null,-1.0560594737596398,8.5624777627424891,null,null,-0.93470394815193203,5.2923669608735944,null,null,-1.0988749623791205,-0.16512010427565338,null,null,-1.2795132262469924,-2.3976409450619007,null,null,-1.1732353087410106,-7.974179056721975E-2,null,null,null,null,null,null,-1.2270149394543215,-1.4866543171421449,null,null,null,null,null,null,null,null,null,null,-1.2807271461472585,3.6022181532821214,null,null,-0.78231908867541478,2.6179284740808799,null,null,-1.226296393476668,4.105052412794219,null,null,-1.2917501189382481,1.8809739142102915,null,null,null,null,null,null,-1.1194050626382706,1.9934442189589667,null,null,-1.2515360821983066,-1.7811350632646612,null,null,-1.3033746414473526,-1.5752245732607277,null,null,-1.3161914788860987,5.3847626630201217,null,null,-1.2695787802016103,0.10989186339229365,null,null,-0.89259822439502767,0.20477125800409246,null,null,-1.092838467352848,8.4557141684508128,null,null,-0.88136975831549103,5.4649021019799218,null,null,-1.0981276644889919,-0.15439495045178875,null,null,-1.2683716570503183,-2.3753423479085218,null,null,-1.1676091724757935,-7.0375539190187908E-2,null,null,null,null,null,null,-1.2864443805286914,-1.6155593092583131,null,null,null,null,null,null,null,null,null,null,-1.2797581674087817,3.6064100863198867,null,null,-0.80195373788723623,2.5111735566065589,null,null,-1.2505326328669455,4.0465164070376094,null,null,-1.3040879856323353,1.864347692304672,null,null,null,null,null,null,-1.1367757405970946,1.9305485469134189,null,null,-1.2482191908351563,-1.7781039371058358,null,null,-1.3085701107463759,-1.5820906337080833,null,null,-1.3163687071673631,5.3846361812977692,null,null,-1.2684826222662602,0.11226568443196587,null,null,-0.88768614781707944,0.21335872415087132,null,null,-1.0961331798863954,8.4510516530113087,null,null,-0.92110591508687278,5.3538801436703638,null,null,-1.117845000235584,-0.26380125219187311,null,null,-1.266635733840989,-2.3712215158257668,null,null,-1.1785734597601338,-9.5247670900369341E-2,null,null,null,null,null,null,-1.2402611770159164,-1.5055314159688351,null,null,null,null,null,null,null,null,null,null,-1.3021160966142795,3.5379066615312085,null,null,-0.78268327185155673,2.6081053527224389,null,null,-1.2513743064445102,4.0447672049838097,null,null,-1.295522866200771,1.8794566062697058,null,null,null,null,null,null,-1.133427773116882,1.9335880880371525,null,null,-1.2405289728758186,-1.7377767598167757,null,null,-1.3014362837508815,-1.5741080505883311,null,null,-1.3153904593606434,5.3853369329854068,null,null,-1.2655226285285048,0.1095082218825756,null,null,-0.86388502113844456,0.25837382830073696,null,null,-1.0985904401456716,8.4535916171528296,null,null,-0.91814969295519533,5.3505066043093708,null,null,-1.1332152096571859,-0.35470044642805898,null,null,-1.272788438174606,-2.3792759807248194,null,null,-1.172031413422435,-6.9314401191786112E-2,null,null,null,null,null,null,-1.2419000463786347,-1.5122565489399729,null,null,null,null,null,null,null,null,null,null,-1.2916207978815162,3.5694865654709917,null,null,-0.79255284443310026,2.5572145375637318,null,null,-1.2512552816349354,4.0459336615733816,null,null,-1.2968435329180716,1.8780402029640677,null,null,null,null,null,null,-1.1280375264444487,1.9877923094476735,null,null,-1.1293712982269519,-1.41960569529529,null,null,-1.2975829914892876,-1.5682033240340383,null,null,-1.316877734350798,5.3825444603503385,null,null,-1.2673110033776789,0.10535882187317211,null,null,-0.88497842091092893,0.22363893599980733,null,null,-1.0936682038942986,8.4617588190664534,null,null,-0.9719446899274099,5.1854553826600753,null,null,-1.0624088288341906,-5.3643993124906419E-2,null,null,-1.3109716552914108,-2.4608461648259929,null,null,-1.1716128980427394,-8.2783856360954089E-2,null,null,null,null,null,null,-1.2327681391241578,-1.4855934094701695]
[477,"2012-02-29T15:00:00",311.34564418417199,0,0,311.34564418417199,{"$f":"F494/'Refrigeration & Weather'!$C$22","v":139.93062659962789},{"$f":"G494*3*'Refrigeration & Weather'!$C$23","v":104.94796994972091},null,null,null,null,null,null,null,null,-0.57627843331277817,2.9968880693528086,null,null,-1.2138868730382397,6.3793599865892059E-2,null,null,-1.2849305703134906,5.0890521256509391,null,null,-1.1602306941056546,-0.5129873188258931,null,null,-1.2569824485718792,4.6305581573979513,null,null,-1.3153024210352562,5.0493747455707991,null,null,-1.3166496176002491,-1.2603963675220831,null,null,-1.2813964882973132,6.7139709065400375,null,null,-0.86203784043364651,6.7439206803453668,null,null,-1.0916000826788388,6.1805101059021954,null,null,-1.0119200220579065,2.4670219083456497,null,null,-1.1553407831468518,5.8832348980482099,null,null,-1.283625468871646,4.2268725195150285,null,null,-1.195587495801484,6.4276679578368556,null,null,null,null,null,null,-1.2370597725352175,5.1093327269303757,null,null,null,null,null,null,null,null,null,null,-1.2860500797869141,1.2587554936753471,null,null,-0.87957087361374486,8.6054349438530622,null,null,-1.2364425638521117,1.8462632943466115,null,null,-1.2941533558363911,-0.34334572013123621,null,null,null,null,null,null,-1.1562101201996196,-0.49710577411502965,null,null,-1.2620711754997085,4.6645271897259617,null,null,-1.3047504008560187,5.0634733371041669,null,null,-1.3168656892989963,-1.2607279132517371,null,null,-1.2744987237791587,6.734078445037091,null,null,-0.94077475018479051,6.6387526664742893,null,null,-1.1236452494220119,6.0936995601925492,null,null,-0.96619858694281191,2.6054771446888432,null,null,-1.1550465595920059,5.8911632958085258,null,null,-1.2734692822645992,4.2449156211166423,null,null,-1.1903752335333737,6.4352366954356057,null,null,null,null,null,null,-1.2908136034648547,5.0057402246676643,null,null,null,null,null,null,null,null,null,null,-1.2852327555822392,1.2613697864457276,null,null,-0.89484218811241745,8.531023116343567,null,null,-1.2580954592638054,1.7990166173133335,null,null,-1.3057561359712839,-0.35680692116285323,null,null,null,null,null,null,-1.1710268671936093,-0.54071242344556691,null,null,-1.2588971763893966,4.667263547604346,null,null,-1.3096333883148246,5.0576054429157846,null,null,-1.3170371899986602,-1.2608350108515991,null,null,-1.2735081780900124,6.7360234934840815,null,null,-0.9362586847982356,6.646261932478871,null,null,-1.126676185719252,6.0879723040939631,null,null,-1.0008543166398742,2.5105308574455041,null,null,-1.1704101310598083,5.8186338608780224,null,null,-1.271914538097354,4.2482188892449892,null,null,-1.2002774538729666,6.4163551807493953,null,null,null,null,null,null,-1.2494739305977565,5.0941324062638929,null,null,null,null,null,null,null,null,null,null,-1.3048408698031218,1.2089736611326949,null,null,-0.87956348462086997,8.5995642113554709,null,null,-1.258861375067118,1.7976536195668518,null,null,-1.297860132132211,-0.34453267286896999,null,null,null,null,null,null,-1.1678040747559482,-0.53854987547633604,null,null,-1.2529207082993992,4.6975482228554322,null,null,-1.3028628265187681,5.0644260193116084,null,null,-1.3160905493553141,-1.2602460994593969,null,null,-1.2704275982192275,6.7338353563670514,null,null,-0.91451641726013044,6.685039071129574,null,null,-1.1292215222387396,6.0892005796704636,null,null,-0.99790736546511749,2.5128868752091762,null,null,-1.1822411544572893,5.7606701053313483,null,null,-1.2777132279867209,4.2417688354190641,null,null,-1.1948147525910777,6.4351130229017102,null,null,null,null,null,null,-1.250810191794651,5.0885078571743296,null,null,null,null,null,null,null,null,null,null,-1.2956031566534183,1.2327707236296193,null,null,-0.88734899662967814,8.5639557844955103,null,null,-1.2587920554465881,1.7985348405087387,null,null,-1.2991182491721076,-0.34567672127679999,null,null,null,null,null,null,-1.1645303922125074,-0.50364269336063383,null,null,-1.155704698509127,4.9503582513304849,null,null,-1.2992779359757276,5.0694609926382466,null,null,-1.3174529678630569,-1.2625555601206819,null,null,-1.2720308924081469,6.7304191351373248,null,null,-0.93399573772759759,6.6542446077530091,null,null,-1.1246751687329788,6.0963100120349933,null,null,-1.0444218406873711,2.3805657896143364,null,null,-1.1242628146183011,5.9861605612020634,null,null,-1.3123011237446649,4.1760778140971793,null,null,-1.1938459175892449,6.4257167437214697,null,null,null,null,null,null,-1.2428505663173806,5.1098788137631699]
[480,"2012-03-01",112.1520751913696,0,0,112.1520751913696,{"$f":"F497/'Refrigeration & Weather'!$C$22","v":50.405427052300951},{"$f":"G497*3*'Refrigeration & Weather'!$C$23","v":37.804070289225713},null,null,null,null,null,null,null,null,-0.67021684588202191,4.7353835186358282,null,null,-1.2283111902600241,2.1921366713701689,null,null,null,null,null,null,-1.1853664117665441,1.4363127821693826,null,null,-1.2636812466104947,-1.6238382606234805,null,null,null,null,null,null,-1.3172297676583333,5.3805640041260618,null,null,-1.2846019458569762,5.9785198601326993E-2,null,null,-0.90615598128617492,-6.9970670702452664E-2,null,null,-1.1200392515674573,8.2697846101934491,null,null,-1.0657926128532276,4.306773479512235,null,null,-1.1908341990958073,-1.0725408827661738,null,null,-1.2869578888596331,-2.4298176803245322,null,null,-1.2124903924616961,-0.30698461600031807,null,null,null,null,null,null,-1.2451314721753528,-1.5681622376058348,null,null,null,null,null,null,null,null,null,null,-1.2902220861126035,3.5512267021312942,null,null,-0.95073184359054974,1.5282566749072679,null,null,-1.2447027370297306,4.0273001740974568,null,null,-1.2961289358034409,1.8633710508058146,null,null,null,null,null,null,-1.1820024023694882,1.4476852067318897,null,null,-1.2700588780041451,-1.6048297460348961,null,null,null,null,null,null,-1.3174308834574222,5.3802852622001343,null,null,-1.2786071519799256,7.6549748975233742E-2,null,null,-0.98001410970385516,-0.16297904980050504,null,null,-1.1482178845458748,8.198577701504945,null,null,-1.0261533642392839,4.4172685314567053,null,null,-1.1908750951731299,-1.0666564446435971,null,null,-1.277606154119395,-2.414975025603892,null,null,-1.2076145025119249,-0.30079969432664028,null,null,null,null,null,null,-1.2942817513235727,-1.6528591384290272,null,null,null,null,null,null,null,null,null,null,-1.2895003418705568,3.5528885240557564,null,null,-0.96291874938431976,1.4749498505783865,null,null,-1.2642518228497648,3.9885268621850209,null,null,-1.3071319601574867,1.8523158963363764,null,null,null,null,null,null,-1.1949919364646853,1.4156745093739016,null,null,-1.2670113134042054,-1.6025324982779015,null,null,null,null,null,null,-1.3175975072876933,5.3801936448295029,null,null,-1.2777038254376971,7.8166931925096467E-2,null,null,-0.97584406944755775,-0.15641893741859059,null,null,-1.1509549090961915,8.1925557499196824,null,null,-1.0565467737359837,4.3385100907741077,null,null,-1.2032892613099888,-1.1168384386117745,null,null,-1.2761980782600519,-2.412278308719547,null,null,-1.2166986261544626,-0.31552813605954771,null,null,null,null,null,null,-1.2568697713182597,-1.5806005746357854,null,null,null,null,null,null,null,null,null,null,-1.3069752243049801,3.5117432957594028,null,null,-0.9504999007708882,1.524671226691535,null,null,-1.2649580388149106,3.9874422729819301,null,null,-1.299784128356499,1.8624440592745903,null,null,null,null,null,null,-1.1918605013471018,1.4172783435101812,null,null,-1.2623287628263349,-1.5808487956334338,null,null,null,null,null,null,-1.3166775765890688,5.3806936233036078,null,null,-1.2745265294525898,7.6395177177122353E-2,null,null,-0.95587682998834811,-0.12295169376128512,null,null,-1.1535377010191847,8.1929715607935432,null,null,-1.0537800515835862,4.3428843375633814,null,null,-1.2127908617577388,-1.1561004534504957,null,null,-1.2817108402709938,-2.4175257521347016,null,null,-1.2120309552159798,-0.30148943426367286,null,null,null,null,null,null,-1.2579516617360293,-1.5853503783815177,null,null,null,null,null,null,null,null,null,null,-1.2986999409694049,3.5301993502392612,null,null,-0.95680640263697359,1.4990601443318747,null,null,-1.2649267321732127,3.9881235024980697,null,null,-1.3009913592379576,1.8615076812102596,null,null,null,null,null,null,-1.1900050451871351,1.441479521585268,null,null,-1.1761966344924675,-1.390239842905012,null,null,null,null,null,null,-1.3179359672598054,5.3787572149326861,null,null,-1.2759762771915955,7.3542366839004475E-2,null,null,-0.97392891550528093,-0.15013716375521746,null,null,-1.1493176275689942,8.199133235932841,null,null,-1.0944889248076743,4.2375406817311045,null,null,-1.1643653150990578,-0.98803576399062354,null,null,-1.3133758320070761,-2.4713643085237389,null,null,-1.2106713194881318,-0.30826943450437755,null,null,null,null,null,null,-1.2509406928969207,-1.5679124204945143]
[481,"2012-03-01T03:00:00",241.2835227082607,0,0,241.2835227082607,{"$f":"F498/'Refrigeration & Weather'!$C$22","v":108.44203267787},{"$f":"G498*3*'Refrigeration & Weather'!$C$23","v":81.331524508402509},null,null,null,null,null,null,null,null,-0.69680093892937223,2.3931987839632134,null,null,-1.2322858247609683,-4.4128160088400703E-2,null,null,null,null,null,null,-1.1921551935272778,-0.83132925091904264,null,null,-1.2654377963129053,5.0301208104102662,null,null,null,null,null,null,-1.3174026290017549,-1.2629800370336719,null,null,-1.2855560958467374,6.6995745116911598,null,null,-0.91912648953523735,6.524921334706197,null,null,null,null,null,null,-1.0801834134480965,2.0004476729042975,null,null,-1.1998024068027444,5.49975555485155,null,null,-1.2879306262747638,4.2093652814196325,null,null,-1.2172265444202492,6.3120656591321858,null,null,null,null,null,null,-1.2474757422410798,5.0653414040813676,null,null,null,null,null,null,null,null,null,null,-1.2914163672588264,1.2319555315003914,null,null,-0.97023260921115606,8.0599372431584637,null,null,-1.2471204545448709,1.8037443527698023,null,null,-1.2967103640903408,-0.35308536251309242,null,null,null,null,null,null,-1.1889674040507279,-0.82108684546398469,null,null,-1.2720926706045446,5.0458590398467589,null,null,null,null,null,null,-1.3175992974843638,-1.2632438138367656,null,null,-1.2798283598535136,6.7153991698460658,null,null,-0.99148761557980225,6.4356709523235525,null,null,null,null,null,null,-1.0422865937087493,2.1030497207423058,null,null,-1.1999348325202004,5.5051005468520149,null,null,-1.2788147215208401,4.2233175908314733,null,null,-1.2124487532862616,6.3178630703522192,null,null,null,null,null,null,-1.295281879682435,4.9858749090374115,null,null,null,null,null,null,null,null,null,null,-1.2907180585262938,1.2333877725578619,null,null,-0.98159504993308011,8.011954999948907,null,null,-1.2660537680024397,1.7673237898372383,null,null,-1.307537846419397,-0.36346659434514533,null,null,null,null,null,null,-1.2014586496929989,-0.85011798616739842,null,null,-1.2690799161859851,5.0479188887052633,null,null,null,null,null,null,-1.3177644548769287,-1.2633309568776732,null,null,-1.2789507799557993,6.7169242575250125,null,null,-0.98742292655345654,6.441943562562269,null,null,null,null,null,null,-1.0714304172027715,2.0292031738541847,null,null,-1.2115769359426571,5.4603063185971195,null,null,-1.2774494340201488,4.2258469803431096,null,null,-1.2213011517248977,6.3042346074640854,null,null,null,null,null,null,-1.2590166419116331,5.0536711398546892,null,null,null,null,null,null,null,null,null,null,-1.3075860379790198,1.19523720119651,null,null,-0.96994705326726149,8.0568828468341849,null,null,-1.2667428606951943,1.7663146330206216,null,null,-1.3003510225305601,-0.35393798216266037,null,null,null,null,null,null,-1.1983522732011718,-0.84866267570629195,null,null,-1.2647258024075969,5.0671255478519059,null,null,null,null,null,null,-1.3168525141943943,-1.262856611118883,null,null,-1.2757454081650075,6.7152658142288049,null,null,-0.96799195709012431,6.4738307657716971,null,null,null,null,null,null,-1.0687389137528349,2.0338489259569363,null,null,-1.2204763536285701,5.4254322977299818,null,null,-1.2828790228322287,4.2209336171537952,null,null,-1.2168526469242098,6.3170638962064292,null,null,null,null,null,null,-1.2600227005469653,5.0491717693200178,null,null,null,null,null,null,null,null,null,null,-1.2995823559807158,1.2122864168056398,null,null,-0.97585711469343828,8.0337988840854244,null,null,-1.2667222482362259,1.7669427136359597,null,null,-1.3015433974501085,-0.35481606752243139,null,null,null,null,null,null,-1.1968694692713384,-0.82706962721496924,null,null,-1.1814907433470336,5.2373114038536368,null,null,null,null,null,null,-1.31808002551584,-1.2646875394829518,null,null,-1.2771496980688526,6.7125717361772939,null,null,-0.98560665102000955,6.4477598404249603,null,null,null,null,null,null,-1.1077874864935489,1.9361153451176287,null,null,-1.1746672282472108,5.5783055182858297,null,null,-1.3136891537060333,4.1703776455412527,null,null,-1.2153879516654176,6.3109423277212633,null,null,null,null,null,null,-1.2532883825241068,5.0655244401241966]
[484,"2012-03-01T12:00:00",63.604222277359447,0,0,63.604222277359447,{"$f":"F501/'Refrigeration & Weather'!$C$22","v":28.586167315667172},{"$f":"G501*3*'Refrigeration & Weather'!$C$23","v":21.43962548675038},null,null,null,null,null,null,null,null,-0.76540497971414845,4.292993075367276,null,null,-1.2423433937755624,2.1182312832366543,null,null,null,null,null,null,-1.2090836893674102,1.2288909633196958,null,null,-1.2700695556354789,-1.6301185199768824,null,null,null,null,null,null,-1.3178697457663502,5.3785137823836813,null,null,-1.2881319655021666,4.8369575807617991E-2,null,null,-0.95373548960180587,-0.24121381711119205,null,null,null,null,null,null,-1.1156863121605012,4.0036321508416561,null,null,-1.2210396479052956,-1.2959566218986471,null,null,-1.2905126821153237,-2.443185846411517,null,null,-1.2293767010284262,-0.38857839740636724,null,null,null,null,null,null,-1.2536719582734193,-1.6014165844139077,null,null,null,null,null,null,null,null,null,null,-1.2945356861894959,3.5315727188414323,null,null,-1.0192665550371411,1.1534122764084589,null,null,-1.2535531740062871,3.9946677535522022,null,null,-1.2982640112546719,1.8557831518146988,null,null,null,null,null,null,-1.2063327472323269,1.2365703183130683,null,null,-1.2773363264754343,-1.6202321656555145,null,null,null,null,null,null,-1.318054418454973,5.3782886585199261,null,null,-1.283121261982697,6.1784785147791024E-2,null,null,-1.0219585996356337,-0.32009659787603084,null,null,null,null,null,null,-1.0823160751492145,4.0862927405027367,null,null,-1.2214004728770849,-1.2919001340989,null,null,-1.2820249960409646,-2.4314968801621859,null,null,-1.224858663265441,-0.38376753557446008,null,null,null,null,null,null,-1.2979100035589455,-1.6676471155601247,null,null,null,null,null,null,null,null,null,null,-1.2938900218900813,3.532490417551593,null,null,-1.0286037699629336,1.1178250837198473,null,null,-1.2708483662679628,3.9642154064261668,null,null,-1.3086250992731612,1.8471252840206982,null,null,null,null,null,null,-1.2175736787478426,1.2144136764963382,null,null,-1.2744180801272398,-1.6184465208267873,null,null,null,null,null,null,-1.318215583705334,5.378213282858554,null,null,-1.2823126806321676,6.3073918183483957E-2,null,null,-1.0181832373789055,-0.31460471614430219,null,null,null,null,null,null,-1.1081600711907911,4.0254089406648781,null,null,-1.2311702544020571,-1.3245587557822032,null,null,-1.2807732444928819,-2.4293898101542055,null,null,-1.2331112906387436,-0.39471088542942029,null,null,null,null,null,null,-1.2646890421530568,-1.6111343572045609,null,null,null,null,null,null,null,null,null,null,-1.3091811339672004,3.5016799248757775,null,null,-1.018862834540756,1.1515066646161118,null,null,-1.2714927080439571,3.9633937127569974,null,null,-1.3018677917401074,1.8551241491927373,null,null,null,null,null,null,-1.2145299691956122,1.2155168229240005,null,null,-1.2709090523782418,-1.6030173230460618,null,null,null,null,null,null,-1.3173252843081151,5.3786203886406438,null,null,-1.2790330247597341,6.1696964186800672E-2,null,null,-1.0002155259166985,-0.28694892681022022,null,null,null,null,null,null,-1.1057073279446625,4.0302693405619436,null,null,-1.2386207868002226,-1.3497080970780029,null,null,-1.285983042882856,-2.4334545494579203,null,null,-1.2292172461573911,-0.38475265183543395,null,null,null,null,null,null,-1.265490213947513,-1.6149835042819511,null,null,null,null,null,null,null,null,null,null,-1.3018783248569556,3.5153098309452107,null,null,-1.0237965337649853,1.1343166229715691,null,null,-1.271499568074006,3.9638920885271602,null,null,-1.3030208155613929,1.8543954400286753,null,null,null,null,null,null,-1.213955836974858,1.231314590300262,null,null,-1.1952887408087931,-1.4619983831068932,null,null,null,null,null,null,-1.318469633005287,5.3770613287419007,null,null,-1.2803151688953553,5.9410596018506241E-2,null,null,-1.0166226410340287,-0.30994952435550227,null,null,null,null,null,null,-1.140449870973026,3.9517294950885864,null,null,-1.199360424466301,-1.2331119997645446,null,null,-1.3145201574524159,-2.4756965920420968,null,null,-1.2274928382332806,-0.38933901243402147,null,null,null,null,null,null,-1.2594896830909292,-1.6013691010960334]
[488,"2012-03-02",57.148825659976985,0,0,57.148825659976985,{"$f":"F505/'Refrigeration & Weather'!$C$22","v":25.6848654651582},{"$f":"G505*3*'Refrigeration & Weather'!$C$23","v":19.263649098868651},null,null,null,null,null,null,null,null,-0.83669850936543066,3.9921051344312093,null,null,-1.2525171414771967,2.0710928201229084,null,null,null,null,null,null,-1.2255939154609936,1.0805761727445211,null,null,-1.2751156327996207,-1.6473350233535307,null,null,null,null,null,null,-1.3183931960986406,5.3769728607923364,null,null,-1.2910134695748299,3.9797725365209188E-2,null,null,null,null,null,null,null,null,null,null,-1.1502270523184497,3.8215266936841013,null,null,-1.2405285506137722,-1.4167034878821967,null,null,-1.2933246709240078,-2.4528064722272203,null,null,-1.2419313317824052,-0.44233528488393481,null,null,null,null,null,null,-1.2603759458504147,-1.6250656466363655,null,null,null,null,null,null,null,null,null,null,-1.2978503419454088,3.5180510543889603,null,null,null,null,null,null,-1.2605858076135881,3.9710735785538822,null,null,-1.2999724511633319,1.8501969486318115,null,null,null,null,null,null,-1.2232647864779982,1.0859589130000342,null,null,-1.2828540091584202,-1.6422093974023235,null,null,null,null,null,null,-1.3185644681563167,5.3767879114350556,null,null,-1.2867982712418735,5.074132464481982E-2,null,null,null,null,null,null,null,null,null,null,-1.1215919301207535,3.8845842767113514,null,null,-1.2411138719595891,-1.4138054093820227,null,null,-1.2855248433703625,-2.4434107957122153,null,null,-1.2376944057133783,-0.43852171217539332,null,null,null,null,null,null,-1.3007287325951624,-1.6779871498927712,null,null,null,null,null,null,null,null,null,null,-1.2972464539567017,3.5185484824248361,null,null,null,null,null,null,-1.2760908848036865,3.9466431622526277,null,null,-1.309826315741601,1.8433019996419995,null,null,null,null,null,null,-1.2332779681818704,1.0701876758208879,null,null,-1.2800425712286374,-1.6407319254714259,null,null,null,null,null,null,-1.3187211135698471,5.3767251492091557,null,null,-1.2860659717666345,5.1788538686593888E-2,null,null,null,null,null,null,null,null,null,null,-1.1439074142847716,3.8371291032364532,null,null,-1.2491101950802845,-1.4363302608019164,null,null,-1.2843967040495854,-2.4417267318332789,null,null,-1.2453189515536802,-0.44691074776717565,null,null,null,null,null,null,-1.2708238379064229,-1.632803953931546,null,null,null,null,null,null,null,null,null,null,-1.3108758206186126,3.4947631639212435,null,null,null,null,null,null,-1.2766877179864131,3.9460046069168819,null,null,-1.3035401386966441,1.8497415251690617,null,null,null,null,null,null,-1.2302940093314336,1.0709212874774408,null,null,-1.2774199768587313,-1.628879477039378,null,null,null,null,null,null,-1.317855091679254,5.3770604964943525,null,null,-1.2827054599483685,5.0684219661997071E-2,null,null,null,null,null,null,null,null,null,null,-1.1417652405883076,3.8416283532772204,null,null,-1.2552017102133459,-1.4535205777406053,null,null,-1.2893695830496994,-2.4449320380463107,null,null,-1.2419851637848127,-0.43956174808227155,null,null,null,null,null,null,-1.2713955636472876,-1.6359749968746626,null,null,null,null,null,null,null,null,null,null,-1.3043036493198461,3.5051626501113793,null,null,null,null,null,null,-1.2767229401925932,3.9463803435470197,null,null,-1.3046506504757651,1.8491661863203575,null,null,null,null,null,null,-1.2305775028093842,1.0817804602405581,null,null,-1.2100460551696601,-1.516884296058177,null,null,null,null,null,null,-1.318906765134753,5.3757830092708838,null,null,-1.2838519587576955,4.8817525380462225E-2,null,null,null,null,null,null,null,null,null,null,-1.172015718669392,3.7818927452680176,null,null,-1.2224177964649781,-1.3696154787968342,null,null,-1.3154244107369342,-2.4787981709366282,null,null,-1.240008495175126,-0.44280024125452733,null,null,null,null,null,null,-1.2661934874357175,-1.6250994146759463]
[490,"2012-03-02T06:00:00",25.969857159961737,0,0,25.969857159961737,{"$f":"F507/'Refrigeration & Weather'!$C$22","v":11.671845914589547},{"$f":"G507*3*'Refrigeration & Weather'!$C$23","v":8.7538844359421599},null,null,null,null,null,null,null,null,null,null,null,null,null,null,null,null,null,null,null,null,-1.2320621990302334,0.89801314394155207,null,null,-1.277257318266791,-1.6541643052652528,null,null,null,null,null,null,-1.3186203023626502,5.3763433281361124,null,null,null,null,null,null,null,null,null,null,null,null,null,null,-1.1636836887923023,3.7573079397112816,null,null,-1.2478181462681039,-1.4567266939777739,null,null,-1.2945174776499559,-2.4566261137897958,null,null,-1.2470501130199081,-0.46247156152288144,null,null,null,null,null,null,-1.2632059240361369,-1.634378695954942,null,null,null,null,null,null,null,null,null,null,-1.2992310536688045,3.5128385795901038,null,null,null,null,null,null,null,null,null,null,null,null,null,null,null,null,null,null,-1.2298969715336727,0.9024865565514264,null,null,-1.2851347712576768,-1.6506039127499255,null,null,null,null,null,null,-1.3187857758625716,5.3761747614893753,null,null,null,null,null,null,null,null,null,null,null,null,null,null,-1.1369876153679042,3.8128170440079647,null,null,-1.2484912317747754,-1.4542440895916986,null,null,-1.2870105987034575,-2.4481469805090881,null,null,-1.2429316191820545,-0.45905465535984713,null,null,null,null,null,null,-1.3019110584164422,-1.6820145755205769,null,null,null,null,null,null,null,null,null,null,-1.2986400319319662,3.513196576780576,null,null,null,null,null,null,null,null,null,null,null,null,null,null,null,null,null,null,-1.2394280371948643,0.88943387948737307,null,null,-1.2823696361007957,-1.6492588583720296,null,null,null,null,null,null,-1.3189404480060898,5.3761172785444264,null,null,null,null,null,null,null,null,null,null,null,null,null,null,-1.1578370432051415,3.7706986744770696,null,null,-1.2558104332904194,-1.4732884748281341,null,null,-1.2859349029011522,-2.44663044109488,null,null,-1.2502976088148323,-0.46647077894715877,null,null,null,null,null,null,-1.2734132438790375,-1.6413250690855907,null,null,null,null,null,null,null,null,null,null,-1.311581703723492,3.4920982695902314,null,null,null,null,null,null,null,null,null,null,null,null,null,null,null,null,null,null,-1.2364662297131741,0.88990945320942283,null,null,-1.2801126215223313,-1.6387659059180015,null,null,null,null,null,null,-1.3180849370004688,5.3764227035289602,null,null,null,null,null,null,null,null,null,null,null,null,null,null,-1.1558384540326667,3.7749239416767795,null,null,-1.2613860896600251,-1.4877780255716544,null,null,-1.2908084285755717,-2.4494921989474938,null,null,-1.2471882612592324,-0.4600792243023431,null,null,null,null,null,null,-1.2738854628075598,-1.6442199421112731,null,null,null,null,null,null,null,null,null,null,-1.3053093228545227,3.5012742531090102,null,null,null,null,null,null,null,null,null,null,null,null,null,null,null,null,null,null,-1.2370785872620258,0.89907708357094751,null,null,-1.216220025338927,-1.5382417208791941,null,null,null,null,null,null,-1.3190965841450304,5.375259699556441,null,null,null,null,null,null,null,null,null,null,null,null,null,null,-1.1842533965040629,3.7224089477323536,null,null,-1.2311477139003255,-1.4156710641880828,null,null,-1.3158079211635707,-2.4800253647641317,null,null,-1.2451137954556279,-0.46283934023410911,null,null,null,null,null,null,-1.2690220454844821,-1.6344269612438127]
[493,"2012-03-02T15:00:00",133.07547074076177,0,0,133.07547074076177,{"$f":"F510/'Refrigeration & Weather'!$C$22","v":59.80920033292665},{"$f":"G510*3*'Refrigeration & Weather'!$C$23","v":44.856900249694988},null,null,null,null,null,null,null,null,null,null,null,null,null,null,null,null,null,null,null,null,-1.2404040364642277,-1.2777248932770171,null,null,-1.2800883182133833,4.9802290784245287,null,null,null,null,null,null,null,null,null,null,null,null,null,null,null,null,null,null,null,null,null,null,-1.1804453721626871,1.4686210997384217,null,null,-1.2566661835219071,5.1416617871248604,null,null,-1.2960931997824259,4.1815441730928882,null,null,-1.253629050614725,6.1561985181855459,null,null,null,null,null,null,-1.2669321401883327,4.9969541968803792,null,null,null,null,null,null,null,null,null,null,-1.3010325760409347,1.1928171008518782,null,null,null,null,null,null,null,null,null,null,null,null,null,null,null,null,null,null,-1.2384489018800791,-1.2742064469653711,null,null,-1.2880940828366949,4.982099749367233,null,null,null,null,null,null,null,null,null,null,null,null,null,null,null,null,null,null,null,null,null,null,-1.1562426538847432,1.5149047985301574,null,null,-1.2574487137995769,5.1436616555231938,null,null,-1.2889743804150169,4.1888657123228787,null,null,-1.2496660353309614,6.1591168101395004,null,null,null,null,null,null,-1.303461205326151,4.955962829413612,null,null,null,null,null,null,null,null,null,null,-1.3004541058476762,1.1930224208887361,null,null,null,null,null,null,null,null,null,null,null,null,null,null,null,null,null,null,-1.2473583938183017,-1.2846182099574568,null,null,-1.2853907810053669,4.9832698193722553,null,null,null,null,null,null,null,null,null,null,null,null,null,null,null,null,null,null,null,null,null,null,-1.1751897253013388,1.4794288378168718,null,null,-1.2639358463237143,5.1285750289630778,null,null,-1.2879679972130622,4.1901720493182415,null,null,-1.2566976788452082,6.1528895187480481,null,null,null,null,null,null,-1.2768230102257998,4.9910091890333481,null,null,null,null,null,null,null,null,null,null,-1.3125027498380997,1.1752152657325121,null,null,null,null,null,null,null,null,null,null,null,null,null,null,null,null,null,null,-1.2444231836330852,-1.2842170871763696,null,null,-1.2836075384259873,4.9921075261489172,null,null,null,null,null,null,null,null,null,null,null,null,null,null,null,null,null,null,null,null,null,null,-1.1733889188042521,1.4832238910759181,null,null,-1.2688796510322293,5.1171366243576974,null,null,-1.2927117500689354,4.1877443860401256,null,null,-1.2538731660800362,6.15814250189226,null,null,null,null,null,null,-1.2771615485761472,4.9884670555547102,null,null,null,null,null,null,null,null,null,null,-1.3066172263800411,1.1829026237596212,null,null,null,null,null,null,null,null,null,null,null,null,null,null,null,null,null,null,-1.245454577128321,-1.27717358387777,null,null,-1.2242974308376986,5.0782756038518633,null,null,null,null,null,null,null,null,null,null,null,null,null,null,null,null,null,null,null,null,null,null,-1.1994473088286632,1.4395171205482709,null,null,-1.2418264202296094,5.1754261730217523,null,null,-1.3163146921758153,4.1614080061005758,null,null,-1.2516774968100659,6.1559356243490653,null,null,null,null,null,null,-1.2727457428221411,4.9969041858468026]
[495,"2012-03-02T21:00:00",64.219603619156985,0,0,64.219603619156985,{"$f":"F512/'Refrigeration & Weather'!$C$22","v":28.862743199621121},{"$f":"G512*3*'Refrigeration & Weather'!$C$23","v":21.647057399715841},null,null,null,null,null,null,null,null,null,null,null,null,null,null,null,null,null,null,null,null,-1.2444981483264028,-0.8008333945841708,null,null,null,null,null,null,null,null,null,null,null,null,null,null,null,null,null,null,null,null,null,null,null,null,null,null,-1.1898161463286212,1.429886935050948,null,null,-1.2615021759069487,5.1192199569332901,null,null,null,null,null,null,-1.2574139352546705,6.1430439255332754,null,null,null,null,null,null,null,null,null,null,null,null,null,null,null,null,null,null,-1.3020834959651451,1.1892761301287729,null,null,null,null,null,null,null,null,null,null,null,null,null,null,null,null,null,null,-1.242645545853039,-0.79805572539031444,null,null,null,null,null,null,null,null,null,null,null,null,null,null,null,null,null,null,null,null,null,null,null,null,null,null,-1.1670464772793678,1.4711362197134128,null,null,-1.2623459659030052,5.1209688214466027,null,null,null,null,null,null,-1.2535420026928481,6.14568206518942,null,null,null,null,null,null,null,null,null,null,null,null,null,null,null,null,null,null,-1.3015100321476487,1.1894068538428229,null,null,null,null,null,null,null,null,null,null,null,null,null,null,null,null,null,null,-1.2512507403590656,-0.80625886271007274,null,null,null,null,null,null,null,null,null,null,null,null,null,null,null,null,null,null,null,null,null,null,null,null,null,null,-1.1848916264478653,1.4393401164622939,null,null,-1.2683735677324379,5.1079093178579953,null,null,null,null,null,null,-1.2603803327468772,6.1401061295927279,null,null,null,null,null,null,null,null,null,null,null,null,null,null,null,null,null,null,-1.3130400816484653,1.1734060761436713,null,null,null,null,null,null,null,null,null,null,null,null,null,null,null,null,null,null,-1.2483271249806642,-0.80599903840707865,null,null,null,null,null,null,null,null,null,null,null,null,null,null,null,null,null,null,null,null,null,null,null,null,null,null,-1.183210970138608,1.4428573928623574,null,null,-1.27296931755701,5.0980255157874943,null,null,null,null,null,null,-1.2577177499775869,6.1447514587982033,null,null,null,null,null,null,null,null,null,null,null,null,null,null,null,null,null,null,-1.3073778528396209,1.1802813503840921,null,null,null,null,null,null,null,null,null,null,null,null,null,null,null,null,null,null,-1.2495629244420829,-0.80038529409434989,null,null,null,null,null,null,null,null,null,null,null,null,null,null,null,null,null,null,null,null,null,null,null,null,null,null,-1.2079169668793279,1.4039496705937884,null,null,-1.2477028809823596,5.1490568460674595,null,null,null,null,null,null,-1.2554546651542131,6.142831151954347]
[499,"2012-03-03T09:00:00",61.219372000779337,0,0,61.219372000779337,{"$f":"F516/'Refrigeration & Weather'!$C$22","v":27.514324494732289},{"$f":"G516*3*'Refrigeration & Weather'!$C$23","v":20.635743371049216},null,null,null,null,null,null,null,null,null,null,null,null,null,null,null,null,null,null,null,null,-1.2513744303029295,-0.3399194155060371,null,null,null,null,null,null,null,null,null,null,null,null,null,null,null,null,null,null,null,null,null,null,null,null,null,null,-1.2052842917773321,1.3706184764484095,null,null,-1.2693136284204711,5.085973885876955,null,null,null,null,null,null,-1.2638462117976723,6.1221179886304924,null,null,null,null,null,null,null,null,null,null,null,null,null,null,null,null,null,null,null,null,null,null,null,null,null,null,null,null,null,null,null,null,null,null,null,null,null,null,-1.249693112392485,-0.33782184704019347,null,null,null,null,null,null,null,null,null,null,null,null,null,null,null,null,null,null,null,null,null,null,null,null,null,null,-1.1849440598410692,1.4038213950437042,null,null,-1.2702588091271136,5.0873415419653565,null,null,null,null,null,null,-1.2601316682399943,6.1242932311989708,null,null,null,null,null,null,null,null,null,null,null,null,null,null,null,null,null,null,null,null,null,null,null,null,null,null,null,null,null,null,null,null,null,null,null,null,null,null,-1.2577901109413085,-0.34409900958031836,null,null,null,null,null,null,null,null,null,null,null,null,null,null,null,null,null,null,null,null,null,null,null,null,null,null,-1.2009071654892078,1.3779874110806472,null,null,-1.2755369783685939,5.0773323319834365,null,null,null,null,null,null,-1.2666401351540324,6.119767314150554,null,null,null,null,null,null,null,null,null,null,null,null,null,null,null,null,null,null,null,null,null,null,null,null,null,null,null,null,null,null,null,null,null,null,null,null,null,null,-1.2548821467938913,-0.34388714665640974,null,null,null,null,null,null,null,null,null,null,null,null,null,null,null,null,null,null,null,null,null,null,null,null,null,null,-1.1994406974704073,1.3809988754089446,null,null,-1.2795663614039405,5.069777484113839,null,null,null,null,null,null,-1.2642493235825505,6.1234602051384277,null,null,null,null,null,null,null,null,null,null,null,null,null,null,null,null,null,null,null,null,null,null,null,null,null,null,null,null,null,null,null,null,null,null,null,null,null,null,-1.2564619044120697,-0.3397437158823054,null,null,null,null,null,null,null,null,null,null,null,null,null,null,null,null,null,null,null,null,null,null,null,null,null,null,-1.2218577970148758,1.3497504772920945,null,null,-1.2572576534878817,5.109629233073985,null,null,null,null,null,null,-1.2618754721929988,6.1219732840387779]
[502,"2012-03-03T18:00:00",15.901402155147839,0,0,15.901402155147839,{"$f":"F519/'Refrigeration & Weather'!$C$22","v":7.1466975978192542},{"$f":"G519*3*'Refrigeration & Weather'!$C$23","v":5.3600231983644404},null,null,null,null,null,null,null,null,null,null,null,null,null,null,null,null,null,null,null,null,-1.2550875959051568,1.7317998968348001,null,null,null,null,null,null,null,null,null,null,null,null,null,null,null,null,null,null,null,null,null,null,null,null,null,null,-1.2146752020274811,3.5519164501119094,null,null,-1.2739529756232326,-1.5749197090687252,null,null,null,null,null,null,-1.2678735234351732,-0.53301327639561102,null,null,null,null,null,null,null,null,null,null,null,null,null,null,null,null,null,null,null,null,null,null,null,null,null,null,null,null,null,null,null,null,null,null,null,null,null,null,-1.2534982554365723,1.7335567215978473,null,null,null,null,null,null,null,null,null,null,null,null,null,null,null,null,null,null,null,null,null,null,null,null,null,null,-1.1958502335410008,3.5804347668172243,null,null,-1.2749600732249342,-1.5737615598426911,null,null,null,null,null,null,-1.2642590274685439,-0.53111819666976445,null,null,null,null,null,null,null,null,null,null,null,null,null,null,null,null,null,null,null,null,null,null,null,null,null,null,null,null,null,null,null,null,null,null,null,null,null,null,-1.2613233271118771,1.7283753329406293,null,null,null,null,null,null,null,null,null,null,null,null,null,null,null,null,null,null,null,null,null,null,null,null,null,null,-1.2106306965367657,3.5581182238479769,null,null,-1.2797889068680564,-1.5821010850465267,null,null,null,null,null,null,-1.270560388974056,-0.53502458896586735,null,null,null,null,null,null,null,null,null,null,null,null,null,null,null,null,null,null,null,null,null,null,null,null,null,null,null,null,null,null,null,null,null,null,null,null,null,null,-1.2584208628895397,1.7284556166383807,null,null,null,null,null,null,null,null,null,null,null,null,null,null,null,null,null,null,null,null,null,null,null,null,null,null,-1.2093044130065824,3.5608003914347419,null,null,-1.283479412438969,-1.5883862949816434,null,null,null,null,null,null,-1.2683374309008359,-0.53187610663781837,null,null,null,null,null,null,null,null,null,null,null,null,null,null,null,null,null,null,null,null,null,null,null,null,null,null,null,null,null,null,null,null,null,null,null,null,null,null,-1.2601881318418964,1.7320656903003351,null,null,null,null,null,null,null,null,null,null,null,null,null,null,null,null,null,null,null,null,null,null,null,null,null,null,-1.2302967033336836,3.534005667275502,null,null,-1.2629708648233242,-1.5547995016283687,null,null,null,null,null,null,-1.2658965188717739,-0.53312628341449286]
[504,"2012-03-04",0.70064503908191056,0,0,0.70064503908191056,{"$f":"F521/'Refrigeration & Weather'!$C$22","v":0.3148966467783868},{"$f":"G521*3*'Refrigeration & Weather'!$C$23","v":0.2361724850837901},null,null,null,null,null,null,null,null,null,null,null,null,null,null,null,null,null,null,null,null,-1.2573125901884754,1.7253494444615676,null,null,null,null,null,null,null,null,null,null,null,null,null,null,null,null,null,null,null,null,null,null,null,null,null,null,null,null,null,null,-1.2766047355434382,-1.5845302902113412,null,null,null,null,null,null,null,null,null,null,null,null,null,null,null,null,null,null,null,null,null,null,null,null,null,null,null,null,null,null,null,null,null,null,null,null,null,null,null,null,null,null,null,null,null,null,-1.2557781829390804,1.7269427388452023,null,null,null,null,null,null,null,null,null,null,null,null,null,null,null,null,null,null,null,null,null,null,null,null,null,null,null,null,null,null,-1.2776479324551342,-1.5834853474408344,null,null,null,null,null,null,null,null,null,null,null,null,null,null,null,null,null,null,null,null,null,null,null,null,null,null,null,null,null,null,null,null,null,null,null,null,null,null,null,null,null,null,null,null,null,null,-1.2634416092617513,1.7222634875245038,null,null,null,null,null,null,null,null,null,null,null,null,null,null,null,null,null,null,null,null,null,null,null,null,null,null,null,null,null,null,-1.2822184966466788,-1.5909215036482898,null,null,null,null,null,null,null,null,null,null,null,null,null,null,null,null,null,null,null,null,null,null,null,null,null,null,null,null,null,null,null,null,null,null,null,null,null,null,null,null,null,null,null,null,null,null,-1.2605410011501792,1.7223016908568243,null,null,null,null,null,null,null,null,null,null,null,null,null,null,null,null,null,null,null,null,null,null,null,null,null,null,null,null,null,null,-1.2857144433991397,-1.5965212988821258,null,null,null,null,null,null,null,null,null,null,null,null,null,null,null,null,null,null,null,null,null,null,null,null,null,null,null,null,null,null,null,null,null,null,null,null,null,null,null,null,null,null,null,null,null,null,-1.2624219401602792,1.7256177765098153,null,null,null,null,null,null,null,null,null,null,null,null,null,null,null,null,null,null,null,null,null,null,null,null,null,null,null,null,null,null,-1.2662499742212223,-1.5663716589334113]
[505,"2012-03-04T03:00:00",25.271884724556745,0,0,25.271884724556745,{"$f":"F522/'Refrigeration & Weather'!$C$22","v":11.358150438003033},{"$f":"G522*3*'Refrigeration & Weather'!$C$23","v":8.518612828502274},null,null,null,null,null,null,null,null,null,null,null,null,null,null,null,null,null,null,null,null,null,null,null,null,null,null,null,null,null,null,null,null,null,null,null,null,null,null,null,null,null,null,null,null,null,null,null,null,null,null,null,null,-1.2778191044109244,5.0541980627007863,null,null,null,null,null,null,null,null,null,null,null,null,null,null,null,null,null,null,null,null,null,null,null,null,null,null,null,null,null,null,null,null,null,null,null,null,null,null,null,null,null,null,null,null,null,null,null,null,null,null,null,null,null,null,null,null,null,null,null,null,null,null,null,null,null,null,null,null,null,null,null,null,null,null,null,null,null,null,-1.2788790355575002,5.0551928837068578,null,null,null,null,null,null,null,null,null,null,null,null,null,null,null,null,null,null,null,null,null,null,null,null,null,null,null,null,null,null,null,null,null,null,null,null,null,null,null,null,null,null,null,null,null,null,null,null,null,null,null,null,null,null,null,null,null,null,null,null,null,null,null,null,null,null,null,null,null,null,null,null,null,null,null,null,null,null,-1.2833309724353346,5.0481575279723963,null,null,null,null,null,null,null,null,null,null,null,null,null,null,null,null,null,null,null,null,null,null,null,null,null,null,null,null,null,null,null,null,null,null,null,null,null,null,null,null,null,null,null,null,null,null,null,null,null,null,null,null,null,null,null,null,null,null,null,null,null,null,null,null,null,null,null,null,null,null,null,null,null,null,null,null,null,null,-1.286737607417884,5.0428614963829546,null,null,null,null,null,null,null,null,null,null,null,null,null,null,null,null,null,null,null,null,null,null,null,null,null,null,null,null,null,null,null,null,null,null,null,null,null,null,null,null,null,null,null,null,null,null,null,null,null,null,null,null,null,null,null,null,null,null,null,null,null,null,null,null,null,null,null,null,null,null,null,null,null,null,null,null,null,null,-1.2677550417780605,5.0714747537937521]
[508,"2012-03-04T12:00:00",-7.9973487665019505,0,0,-7.9973487665019505,{"$f":"F525/'Refrigeration & Weather'!$C$22","v":-3.5943140523604278},{"$f":"G525*3*'Refrigeration & Weather'!$C$23","v":-2.6957355392703208},null,null,null,null,null,null,null,null,null,null,null,null,null,null,null,null,null,null,null,null,null,null,null,null,null,null,null,null,null,null,null,null,null,null,null,null,null,null,null,null,null,null,null,null,null,null,null,null,null,null,null,null,-1.2810817144262023,-1.5996795347170243,null,null,null,null,null,null,null,null,null,null,null,null,null,null,null,null,null,null,null,null,null,null,null,null,null,null,null,null,null,null,null,null,null,null,null,null,null,null,null,null,null,null,null,null,null,null,null,null,null,null,null,null,null,null,null,null,null,null,null,null,null,null,null,null,null,null,null,null,null,null,null,null,null,null,null,null,null,null,-1.2821873505245565,-1.5988136556359829,null,null,null,null,null,null,null,null,null,null,null,null,null,null,null,null,null,null,null,null,null,null,null,null,null,null,null,null,null,null,null,null,null,null,null,null,null,null,null,null,null,null,null,null,null,null,null,null,null,null,null,null,null,null,null,null,null,null,null,null,null,null,null,null,null,null,null,null,null,null,null,null,null,null,null,null,null,null,-1.2863194610184989,-1.6048137361591015,null,null,null,null,null,null,null,null,null,null,null,null,null,null,null,null,null,null,null,null,null,null,null,null,null,null,null,null,null,null,null,null,null,null,null,null,null,null,null,null,null,null,null,null,null,null,null,null,null,null,null,null,null,null,null,null,null,null,null,null,null,null,null,null,null,null,null,null,null,null,null,null,null,null,null,null,null,null,-1.2894854654500412,-1.6093260854903781,null,null,null,null,null,null,null,null,null,null,null,null,null,null,null,null,null,null,null,null,null,null,null,null,null,null,null,null,null,null,null,null,null,null,null,null,null,null,null,null,null,null,null,null,null,null,null,null,null,null,null,null,null,null,null,null,null,null,null,null,null,null,null,null,null,null,null,null,null,null,null,null,null,null,null,null,null,null,-1.2718096244142361,-1.5847157544994632]
[511,"2012-03-04T21:00:00",0,0,0,0,{"$f":"F528/'Refrigeration & Weather'!$C$22","v":0},{"$f":"G528*3*'Refrigeration & Weather'!$C$23","v":0}]
[514,"2012-03-05T06:00:00",0,0,0,0,{"$f":"F531/'Refrigeration & Weather'!$C$22","v":0},{"$f":"G531*3*'Refrigeration & Weather'!$C$23","v":0}]
[518,"2012-03-05T18:00:00",0,0,0,0,{"$f":"F535/'Refrigeration & Weather'!$C$22","v":0},{"$f":"G535*3*'Refrigeration & Weather'!$C$23","v":0}]
[521,"2012-03-06T03:00:00",0,0,0,0,{"$f":"F538/'Refrigeration & Weather'!$C$22","v":0},{"$f":"G538*3*'Refrigeration & Weather'!$C$23","v":0}]
[522,"2012-03-06T06:00:00",0,0,0,0,{"$f":"F539/'Refrigeration & Weather'!$C$22","v":0},{"$f":"G539*3*'Refrigeration & Weather'!$C$23","v":0}]
[524,"2012-03-06T12:00:00",0,0,0,0,{"$f":"F541/'Refrigeration & Weather'!$C$22","v":0},{"$f":"G541*3*'Refrigeration & Weather'!$C$23","v":0}]
[527,"2012-03-06T21:00:00",0,0,0,0,{"$f":"F544/'Refrigeration & Weather'!$C$22","v":0},{"$f":"G544*3*'Refrigeration & Weather'!$C$23","v":0}]
[531,"2012-03-07T09:00:00",55.534629901161203,0,0,55.534629901161203,{"$f":"F548/'Refrigeration & Weather'!$C$22","v":24.959384225240996},{"$f":"G548*3*'Refrigeration & Weather'!$C$23","v":18.719538168930747},null,null,null,null,null,null,null,null,null,null,null,null,null,null,null,null,null,null,null,null,null,null,null,null,null,null,null,null,null,null,null,null,null,null,null,null,null,null,null,null,null,null,null,null,null,null,null,null,null,null,null,null,null,null,null,null,null,null,null,null,null,null,null,null,null,null,null,null,null,null,null,null,null,null,null,null,10.723912266061722,11.707895362136112,null,null,null,null,null,null,null,null,null,null,null,null,null,null,null,null,null,null,null,null,null,null,null,null,null,null,null,null,null,null,null,null,null,null,null,null,null,null,null,null,null,null,null,null,null,null,null,null,null,null,null,null,null,null,null,null,null,null,null,null,null,null,null,null,null,null,null,null,null,null,null,null,null,null,null,null,null,null,10.720733091839849,11.93139341151949,null,null,null,null,null,null,null,null,null,null,null,null,null,null,null,null,null,null,null,null,null,null,null,null,null,null,null,null,null,null,null,null,null,null,null,null,null,null,null,null,null,null,null,null,null,null,null,null,null,null,null,null,null,null,null,null,null,null,null,null,null,null,null,null,null,null,null,null,null,null,null,null,null,null,null,null,null,null,10.746136082472445,10.65473509998181,null,null,null,null,null,null,null,null,null,null,null,null,null,null,null,null,null,null,null,null,null,null,null,null,null,null,null,null,null,null,null,null,null,null,null,null,null,null,null,null,null,null,null,null,null,null,null,null,null,null,null,null,null,null,null,null,null,null,null,null,null,null,null,null,null,null,null,null,null,null,null,null,null,null,null,null,null,null,10.75630292813603,10.206125157424212,null,null,null,null,null,null,null,null,null,null,null,null,null,null,null,null,null,null,null,null,null,null,null,null,null,null,null,null,null,null,null,null,null,null,null,null,null,null,null,null,null,null,null,null,null,null,null,null,null,null,null,null,null,null,null,null,null,null,null,null,null,null,null,null,null,null,null,null,null,null,null,null,null,null,null,null,null,null,10.737927879824639,11.034480870099577]
[533,"2012-03-07T15:00:00",69.764345314998437,0,0,69.764345314998437,{"$f":"F550/'Refrigeration & Weather'!$C$22","v":31.354761939325144},{"$f":"G550*3*'Refrigeration & Weather'!$C$23","v":23.516071454493858},null,null,null,null,null,null,null,null,null,null,null,null,null,null,null,null,null,null,null,null,null,null,null,null,null,null,null,null,null,null,null,null,null,null,null,null,null,null,null,null,null,null,null,null,null,null,null,null,null,null,null,null,null,null,null,null,null,null,null,null,null,null,null,null,null,null,null,null,null,null,null,null,null,null,null,null,10.550137806502075,15.955028626266836,null,null,null,null,null,null,null,null,null,null,null,null,null,null,null,null,null,null,null,null,null,null,null,null,null,null,null,null,null,null,null,null,null,null,null,null,null,null,null,null,null,null,null,null,null,null,null,null,null,null,null,null,null,null,null,null,null,null,null,null,null,null,null,null,null,null,null,null,null,null,null,null,null,null,null,null,null,null,10.527073767143685,17.093353765302453,null,null,null,null,null,null,null,null,null,null,null,null,null,null,null,null,null,null,null,null,null,null,null,null,null,null,null,null,null,null,null,null,null,null,null,null,null,null,null,null,null,null,null,null,null,null,null,null,null,null,null,null,null,null,null,null,null,null,null,null,null,null,null,null,null,null,null,null,null,null,null,null,null,null,null,null,null,null,10.644100605867175,12.276177524778157,null,null,null,null,null,null,null,null,null,null,null,null,null,null,null,null,null,null,null,null,null,null,null,null,null,null,null,null,null,null,null,null,null,null,null,null,null,null,null,null,null,null,null,null,null,null,null,null,null,null,null,null,null,null,null,null,null,null,null,null,null,null,null,null,null,null,null,null,null,null,null,null,null,null,null,null,null,null,10.682328244739423,10.897951621735093,null,null,null,null,null,null,null,null,null,null,null,null,null,null,null,null,null,null,null,null,null,null,null,null,null,null,null,null,null,null,null,null,null,null,null,null,null,null,null,null,null,null,null,null,null,null,null,null,null,null,null,null,null,null,null,null,null,null,null,null,null,null,null,null,null,null,null,null,null,null,null,null,null,null,null,null,null,null,10.61083221675689,13.541833776915897]
[536,"2012-03-08",391.44943461844775,0,0,391.44943461844775,{"$f":"F553/'Refrigeration & Weather'!$C$22","v":175.93233016559452},{"$f":"G553*3*'Refrigeration & Weather'!$C$23","v":131.94924762419589},null,null,null,null,null,null,null,null,null,null,null,null,null,null,null,null,null,null,null,null,null,null,null,null,null,null,null,null,null,null,null,null,null,null,null,null,null,null,null,null,null,null,null,null,null,null,null,null,null,null,null,null,null,null,null,null,null,null,null,null,null,null,null,null,null,null,null,null,null,null,null,null,null,null,null,null,8.2275766657239071,81.880755536261773,null,null,null,null,null,null,null,null,null,null,null,null,null,null,null,null,null,null,null,null,null,null,null,null,null,null,null,null,null,null,null,null,null,null,null,null,null,null,null,null,null,null,null,null,null,null,null,null,null,null,null,null,null,null,null,null,null,null,null,null,null,null,null,null,null,null,null,null,null,null,null,null,null,null,null,null,null,null,8.0573611169486572,81.257423163208529,null,null,null,null,null,null,null,null,null,null,null,null,null,null,null,null,null,null,null,null,null,null,null,null,null,null,null,null,null,null,null,null,null,null,null,null,null,null,null,null,null,null,null,null,null,null,null,null,null,null,null,null,null,null,null,null,null,null,null,null,null,null,null,null,null,null,null,null,null,null,null,null,null,null,null,null,null,null,9.0199656572405491,78.413030875630426,null,null,null,null,null,null,null,null,null,null,null,null,null,null,null,null,null,null,null,null,null,null,null,null,null,null,null,null,null,null,null,null,null,null,null,null,null,null,null,null,null,null,null,null,null,null,null,null,null,null,null,null,null,null,null,null,null,null,null,null,null,null,null,null,null,null,null,null,null,null,null,null,null,null,null,null,null,null,9.5198858419363646,67.760082008766815,null,null,null,null,null,null,null,null,null,null,null,null,null,null,null,null,null,null,null,null,null,null,null,null,null,null,null,null,null,null,null,null,null,null,null,null,null,null,null,null,null,null,null,null,null,null,null,null,null,null,null,null,null,null,null,null,null,null,null,null,null,null,null,null,null,null,null,null,null,null,null,null,null,null,null,null,null,null,8.6672440923647329,82.138143034580168]
[538,"2012-03-08T06:00:00",426.14396588897807,0,0,426.14396588897807,{"$f":"F555/'Refrigeration & Weather'!$C$22","v":191.52537792763061},{"$f":"G555*3*'Refrigeration & Weather'!$C$23","v":143.64403344572295},null,null,null,null,null,null,null,null,null,null,null,null,null,null,null,null,8.6666666666666661,-0.16607431337796286,null,null,null,null,null,null,null,null,null,null,10.466666666666667,4.3179321478270234,null,null,null,null,null,null,null,null,null,null,null,null,null,null,null,null,null,null,null,null,null,null,null,null,null,null,null,null,null,null,null,null,null,null,null,null,null,null,null,null,null,null,null,null,null,null,5.5823897049944815,76.185052379776877,null,null,null,null,null,null,null,null,null,null,null,null,null,null,null,null,null,null,null,null,null,null,null,null,null,null,null,null,null,null,10.466666666666667,4.3179321478270234,null,null,null,null,null,null,null,null,null,null,null,null,null,null,null,null,null,null,null,null,null,null,null,null,null,null,null,null,null,null,null,null,null,null,null,null,null,null,null,null,null,null,null,null,null,null,5.4212781646634021,77.34387101630719,null,null,null,null,null,null,null,null,null,null,null,null,null,null,null,null,null,null,null,null,null,null,null,null,null,null,null,null,null,null,10.466666666666667,4.3179321478270234,null,null,null,null,null,null,null,null,null,null,null,null,null,null,null,null,null,null,null,null,null,null,null,null,null,null,null,null,null,null,null,null,null,null,null,null,null,null,null,null,null,null,null,null,null,null,6.2662326849432706,82.774083125638114,null,null,null,null,null,null,null,null,null,null,null,null,null,null,null,null,null,null,null,null,null,null,null,null,null,null,null,null,null,null,10.466666666666667,4.3179321478270234,null,null,null,null,null,null,null,null,null,null,null,null,null,null,null,null,null,null,null,null,null,null,null,null,null,null,null,null,null,null,null,null,null,null,null,null,null,null,null,null,null,null,null,null,null,null,6.7479870059809191,86.044636085545221,null,null,null,null,null,null,null,null,null,null,null,null,null,null,null,null,null,null,null,null,null,null,null,null,null,null,null,null,null,null,10.466666666666667,4.3179321478270234,null,null,null,null,null,null,null,null,null,null,null,null,null,null,null,null,null,null,null,null,null,null,null,null,null,null,null,null,null,null,null,null,null,null,null,null,null,null,null,null,null,null,null,null,null,null,5.8941387619022159,82.372736855953491]
[542,"2012-03-08T18:00:00",584.39085501094553,0,0,584.39085501094553,{"$f":"F559/'Refrigeration & Weather'!$C$22","v":262.64757528581828},{"$f":"G559*3*'Refrigeration & Weather'!$C$23","v":196.98568146436372},null,null,null,null,null,null,null,null,null,null,null,null,null,null,null,null,5.9932776521353057,105.71132248749042,null,null,null,null,null,null,null,null,null,null,9.9110677052686036,24.231364475159975,null,null,null,null,null,null,null,null,null,null,null,null,null,null,10.86092289289868,16.197604863731414,null,null,null,null,null,null,null,null,null,null,null,null,null,null,null,null,null,null,null,null,null,null,null,null,null,null,null,null,null,null,1.4788534963702868,46.058848917871494,null,null,null,null,null,null,null,null,null,null,null,null,null,null,null,null,null,null,null,null,null,null,null,null,null,null,null,null,null,null,9.8354580199025268,27.89436176687634,null,null,null,null,null,null,null,null,null,null,null,null,null,null,10.857470714868365,16.351149957828081,null,null,null,null,null,null,null,null,null,null,null,null,null,null,null,null,null,null,null,null,null,null,null,null,null,null,null,null,null,null,1.0069141174869798,47.280097492969389,null,null,null,null,null,null,null,null,null,null,null,null,null,null,null,null,null,null,null,null,null,null,null,null,null,null,null,null,null,null,9.9001688400598891,24.738920177984262,null,null,null,null,null,null,null,null,null,null,null,null,null,null,10.864113530604092,16.071217418790287,null,null,null,null,null,null,null,null,null,null,null,null,null,null,null,null,null,null,null,null,null,null,null,null,null,null,null,null,null,null,1.0991789638304099,59.129371430797981,null,null,null,null,null,null,null,null,null,null,null,null,null,null,null,null,null,null,null,null,null,null,null,null,null,null,null,null,null,null,9.8984773910531345,24.794850327750126,null,null,null,null,null,null,null,null,null,null,null,null,null,null,10.856739768663287,16.420316486685181,null,null,null,null,null,null,null,null,null,null,null,null,null,null,null,null,null,null,null,null,null,null,null,null,null,null,null,null,null,null,1.0500816665335535,61.268195881890108,null,null,null,null,null,null,null,null,null,null,null,null,null,null,null,null,null,null,null,null,null,null,null,null,null,null,null,null,null,null,9.8449280159108792,27.343244162041938,null,null,null,null,null,null,null,null,null,null,null,null,null,null,10.855044644648123,16.435669026494274,null,null,null,null,null,null,null,null,null,null,null,null,null,null,null,null,null,null,null,null,null,null,null,null,null,null,null,null,null,null,1.0077699145570913,54.464320136584313]
[545,"2012-03-09T03:00:00",1077.8049395894586,0,0,1077.8049395894586,{"$f":"F562/'Refrigeration & Weather'!$C$22","v":484.40671442222867},{"$f":"G562*3*'Refrigeration & Weather'!$C$23","v":363.30503581667153},null,null,null,null,null,null,null,null,null,null,null,null,null,null,null,null,1.1681864342984061,66.656685011508984,null,null,null,null,null,null,null,null,null,null,5.9132796842431317,146.0527577215469,null,null,null,null,null,null,null,null,null,null,null,null,null,null,9.6135902374992011,42.044627655086366,null,null,null,null,null,null,null,null,null,null,null,null,null,null,null,null,null,null,null,null,null,null,null,null,null,null,null,null,null,null,-0.24269841348945848,28.024311836608646,null,null,null,null,null,null,null,null,null,null,null,null,null,null,null,null,null,null,null,null,null,null,null,null,null,null,null,null,null,null,5.8724274025217253,132.06568536936041,null,null,null,null,null,null,null,null,null,null,null,null,null,null,9.5948866536086133,42.274439335297565,null,null,null,null,null,null,null,null,null,null,null,null,null,null,null,null,null,null,null,null,null,null,null,null,null,null,null,null,null,null,-0.53279743683202518,22.689991572658478,null,null,null,null,null,null,null,null,null,null,null,null,null,null,null,null,null,null,null,null,null,null,null,null,null,null,null,null,null,null,5.8797802081403336,143.52618759477357,null,null,null,null,null,null,null,null,null,null,null,null,null,null,9.6200330679923347,42.323602527226271,null,null,null,null,null,null,null,null,null,null,null,null,null,null,null,null,null,null,null,null,null,null,null,null,null,null,null,null,null,null,-0.69366886092095759,22.64929501947303,null,null,null,null,null,null,null,null,null,null,null,null,null,null,null,null,null,null,null,null,null,null,null,null,null,null,null,null,null,null,5.9112525991004103,137.74570931450378,null,null,null,null,null,null,null,null,null,null,null,null,null,null,9.5833356559909575,42.388928012485408,null,null,null,null,null,null,null,null,null,null,null,null,null,null,null,null,null,null,null,null,null,null,null,null,null,null,null,null,null,null,-0.72354727455438173,21.812487539547575,null,null,null,null,null,null,null,null,null,null,null,null,null,null,null,null,null,null,null,null,null,null,null,null,null,null,null,null,null,null,5.9184687521880059,123.02306808035327,null,null,null,null,null,null,null,null,null,null,null,null,null,null,9.5898809481218308,42.161270889859786,null,null,null,null,null,null,null,null,null,null,null,null,null,null,null,null,null,null,null,null,null,null,null,null,null,null,null,null,null,null,-0.68344141020401006,22.365892109168747]
[547,"2012-03-09T09:00:00",913.8375203682084,0,0,913.8375203682084,{"$f":"F564/'Refrigeration & Weather'!$C$22","v":410.71349230031842},{"$f":"G564*3*'Refrigeration & Weather'!$C$23","v":308.03511922523882},null,null,null,null,null,null,null,null,null,null,null,null,null,null,null,null,-0.11287593703753009,28.517715677483423,null,null,null,null,null,null,null,null,null,null,1.4134396010244865,101.43083513527274,null,null,null,null,null,null,null,null,null,null,11.493020173624657,18.866179468353142,null,null,8.3869335438642629,41.669231650889969,null,null,null,null,null,null,null,null,null,null,null,null,null,null,null,null,null,null,null,null,null,null,null,null,null,null,null,null,null,null,-0.73842730721211325,16.061999524878182,null,null,null,null,null,null,10.923238131076898,9.8727773671907961,null,null,null,null,null,null,null,null,null,null,null,null,null,null,null,null,null,null,null,null,null,null,2.188231074896458,92.435777151617756,null,null,null,null,null,null,null,null,null,null,11.489192347721335,19.168872805943632,null,null,8.3616006449746152,41.858870731241097,null,null,null,null,null,null,null,null,null,null,null,null,null,null,null,null,null,null,null,null,null,null,null,null,null,null,null,null,null,null,-0.88995872115469954,12.879770896252555,null,null,null,null,null,null,10.92275535633067,9.9039758116443615,null,null,null,null,null,null,null,null,null,null,null,null,null,null,null,null,null,null,null,null,null,null,1.6301668970692971,99.804278710768813,null,null,null,null,null,null,null,null,null,null,11.49678161178106,18.734991204354827,null,null,8.3827740594859534,41.995472668027347,null,null,null,null,null,null,null,null,null,null,null,null,null,null,null,null,null,null,null,null,null,null,null,null,null,null,null,null,null,null,-1.0157307097441179,11.585527625297502,null,null,null,null,null,null,10.922713175504656,9.9063811113960316,null,null,null,null,null,null,null,null,null,null,null,null,null,null,null,null,null,null,null,null,null,null,2.0580692563763465,95.556389111923991,null,null,null,null,null,null,null,null,null,null,11.496355976155108,18.713262185074736,null,null,8.3474447542291426,41.929361760309277,null,null,null,null,null,null,null,null,null,null,null,null,null,null,null,null,null,null,null,null,null,null,null,null,null,null,null,null,null,null,-1.0284483435163394,11.25854311073855,null,null,null,null,null,null,10.923036614087763,9.8849912709770127,null,null,null,null,null,null,null,null,null,null,null,null,null,null,null,null,null,null,null,null,null,null,2.5042585906749806,89.09270539664216,null,null,null,null,null,null,null,null,null,null,11.487091302692338,19.254584393590296,null,null,8.3602509071711015,41.764014850945756,null,null,null,null,null,null,null,null,null,null,null,null,null,null,null,null,null,null,null,null,null,null,null,null,null,null,null,null,null,null,-1.0063102165742461,11.691010747394484]
[548,"2012-03-09T12:00:00",715.68268699617124,0,0,715.68268699617124,{"$f":"F565/'Refrigeration & Weather'!$C$22","v":321.65514022299834},{"$f":"G565*3*'Refrigeration & Weather'!$C$23","v":241.24135516724874},null,null,null,null,null,null,null,null,12.133333333333333,7.1965535797117068,null,null,13.133333333333331,5.8126009682286863,null,null,-0.43287768108871189,15.480173870409052,null,null,null,null,null,null,null,null,null,null,0.22949019374948179,56.737824058250183,null,null,null,null,null,null,null,null,null,null,11.338036256004639,13.584242889935586,null,null,7.7895760776374088,43.101353676212057,null,null,null,null,null,null,null,null,null,null,null,null,null,null,null,null,null,null,null,null,null,null,null,null,null,null,null,null,null,null,-0.875774156709894,6.1438265979014366,null,null,null,null,null,null,10.905131617834524,2.709336134231938,null,null,11.5,8.5805061911947274,null,null,11.9,7.860850833223556,null,null,null,null,null,null,null,null,null,null,null,null,null,null,0.98571050760858681,62.894288511031576,null,null,null,null,null,null,null,null,null,null,11.328392763841372,13.929246057484287,null,null,7.7612473965461124,43.277482884892613,null,null,null,null,null,null,null,null,null,null,null,null,null,null,null,null,null,null,null,null,null,null,null,null,null,null,null,null,null,null,-0.98511331009745573,3.9299084058935616,null,null,null,null,null,null,10.90432049236852,2.7301752761078282,null,null,11.5,8.5805061911947274,null,null,11.9,7.860850833223556,null,null,null,null,null,null,null,null,null,null,null,null,null,null,0.41871870945647283,59.84172240117968,null,null,null,null,null,null,null,null,null,null,11.342758876833946,13.568952125384415,null,null,7.7800330378910862,43.427088710067324,null,null,null,null,null,null,null,null,null,null,null,null,null,null,null,null,null,null,null,null,null,null,null,null,null,null,null,null,null,null,-1.0909698534859997,2.7931235394311393,null,null,null,null,null,null,10.90426348500424,2.730993941511572,null,null,11.5,8.5805061911947274,null,null,11.9,7.860850833223556,null,null,null,null,null,null,null,null,null,null,null,null,null,null,0.83032298157168594,63.481458459283331,null,null,null,null,null,null,null,null,null,null,11.343113877112055,13.513085560592302,null,null,7.7459793190212052,43.343057741516283,null,null,null,null,null,null,null,null,null,null,null,null,null,null,null,null,null,null,null,null,null,null,null,null,null,null,null,null,null,null,-1.0996399566675661,2.5889161085363979,null,null,null,null,null,null,10.90481040836811,2.7167227968133716,null,null,11.5,8.5805061911947274,null,null,11.9,7.860850833223556,null,null,null,null,null,null,null,null,null,null,null,null,null,null,1.3058676363772916,64.319565108926383,null,null,null,null,null,null,null,null,null,null,11.325299150637234,13.970179291768549,null,null,7.7612163483225238,43.207016703481422,null,null,null,null,null,null,null,null,null,null,null,null,null,null,null,null,null,null,null,null,null,null,null,null,null,null,null,null,null,null,-1.0832203523684907,2.8883634997154122]
[552,"2012-03-10",1908.5332309014934,0,0,1908.5332309014934,{"$f":"F569/'Refrigeration & Weather'!$C$22","v":857.7677442253904},{"$f":"G569*3*'Refrigeration & Weather'!$C$23","v":643.32580816904283},null,null,null,null,null,null,null,null,12.081264895539443,6.0832681525710486,null,null,12.627792993461917,24.284488125750912,null,null,-0.96857384470600405,4.020143333292876,null,null,null,null,null,null,null,null,null,null,-1.0352916611887215,3.4872492911651847,null,null,9.1533294507928122,71.065634458460394,null,null,6.6563249403092914,106.03764702738323,null,null,9.6230599519783233,44.915299815462269,null,null,5.6244856698601744,36.751071422972593,null,null,null,null,null,null,null,null,null,null,null,null,null,null,null,null,null,null,null,null,null,null,null,null,null,null,null,null,null,null,-1.1263154718926633,0.97946900405069015,null,null,null,null,null,null,10.850992336015802,2.9223376150612204,null,null,10.496827128552306,46.512250831794084,null,null,9.8623493405370564,84.938882147709847,null,null,null,null,null,null,null,null,null,null,null,null,null,null,-0.80852023484980462,7.5509681566566567,null,null,9.1118920974304149,70.419829052031261,null,null,6.8463485185071269,107.95140440838331,null,null,9.5880948126036305,45.005296843978407,null,null,5.5870908058932622,36.847687350893679,null,null,null,null,null,null,null,null,null,null,null,null,null,null,null,null,null,null,null,null,null,null,null,null,null,null,null,null,null,null,-1.1622910234920896,0.44222132481801535,null,null,null,null,null,null,10.848698275303901,2.9547897152392824,null,null,10.548747678437103,44.695365634265201,null,null,9.8882114624697177,83.793963776510637,null,null,null,null,null,null,null,null,null,null,null,null,null,null,-0.99688686375449842,4.3048030247431059,null,null,9.112511239880158,70.364113892253684,null,null,6.7152088921237256,113.30930814459974,null,null,9.6103941271886733,45.321909419059743,null,null,5.59440607671959,37.034314883589794,null,null,null,null,null,null,null,null,null,null,null,null,null,null,null,null,null,null,null,null,null,null,null,null,null,null,null,null,null,null,-1.2190564664625085,-3.25743197569206E-2,null,null,null,null,null,null,10.848676751294937,2.9529973402087761,null,null,10.511497098839271,45.947862050645547,null,null,9.8696658977690657,82.7483879664901,null,null,null,null,null,null,null,null,null,null,null,null,null,null,-0.88076186214173335,6.472493418619667,null,null,9.1046122718647986,70.889566577711008,null,null,6.6382929980230836,107.10355414928978,null,null,9.6185237910522794,45.265558581535871,null,null,5.5680438561211156,36.896648372625521,null,null,null,null,null,null,null,null,null,null,null,null,null,null,null,null,null,null,null,null,null,null,null,null,null,null,null,null,null,null,-1.2214085339133927,-7.7583167086674565E-2,null,null,null,null,null,null,10.850231984618972,2.9308501651188448,null,null,10.56319360145979,44.379152496367759,null,null,9.8801613792217822,82.45622988474608,null,null,null,null,null,null,null,null,null,null,null,null,null,null,-0.69969763333385326,9.5508805502549752,null,null,9.1373739733791215,69.230483689989825,null,null,6.9836307499038739,118.3037307215196,null,null,9.5959559402622734,44.634422735200488,null,null,5.5877914136231475,36.887565683059137,null,null,null,null,null,null,null,null,null,null,null,null,null,null,null,null,null,null,null,null,null,null,null,null,null,null,null,null,null,null,-1.2150398055583274,-7.1284774326429989E-4]
[555,"2012-03-10T09:00:00",2637.8077996217735,0,0,2637.8077996217735,{"$f":"F572/'Refrigeration & Weather'!$C$22","v":1185.5315953356287},{"$f":"G572*3*'Refrigeration & Weather'!$C$23","v":889.14869650172159},null,null,null,null,null,null,null,null,11.949817895288383,7.3728684803312641,null,null,10.935169083606549,39.455631235058839,null,null,-1.0990632961014182,11.194915781903029,null,null,null,null,null,null,10.45305217040808,31.731992856224952,null,null,-1.1733385221165675,6.7071324606716942,null,null,3.3877923258127303,107.55367987903817,null,null,2.5499887669966728,69.861329134586384,null,null,7.0734142243444316,53.527965927959322,null,null,4.3195455151004882,30.678913535215376,null,null,null,null,null,null,null,null,null,null,11.487208991398942,29.842398723162521,null,null,null,null,null,null,null,null,null,null,11.412140721729525,23.880693690434157,null,null,null,null,null,null,-1.1952340172488443,6.5889757941111586,null,null,11.5,6.0732059900411857,null,null,10.794385018130718,9.6342189668246174,null,null,7.8562305951523443,65.221552747698439,null,null,5.438389917548708,92.262013556237008,null,null,null,null,null,null,null,null,null,null,10.500161634586068,24.604649591882602,null,null,-1.0596238193194385,8.0822380712383222,null,null,3.0349289969945428,122.14418046171494,null,null,2.6175658846254564,71.861897427240791,null,null,7.0403314231231766,53.369082836574279,null,null,4.2788432493676138,30.722473771985346,null,null,null,null,null,null,null,null,null,null,11.472713269799854,30.551645881121292,null,null,null,null,null,null,null,null,null,null,11.374612254362185,25.351566481564991,null,null,null,null,null,null,-1.2142873113855444,6.363076185072746,null,null,11.5,6.0732059900411857,null,null,10.789678548844389,9.7129088772717385,null,null,7.9492157389599498,64.471166289949025,null,null,5.5105906962214481,92.267459377579243,null,null,null,null,null,null,null,null,null,null,10.499535643526972,24.615503377123584,null,null,-1.1559439917637311,6.945121491450716,null,null,3.0381639430570058,122.3070361849159,null,null,2.2166958212492842,75.978138043604062,null,null,7.0483913553584774,53.583529376622558,null,null,4.2764869037716791,30.929691239355275,null,null,null,null,null,null,null,null,null,null,11.425729315137923,33.088043550153088,null,null,null,null,null,null,null,null,null,null,11.387451970496517,24.81575954078366,null,null,null,null,null,null,-1.2538635149472979,6.0998641300317074,null,null,11.5,6.0732059900411857,null,null,10.789846621590021,9.7057456606294412,null,null,7.8912138136824517,64.771842102283486,null,null,5.1778432540639034,107.86704608710124,null,null,null,null,null,null,null,null,null,null,10.507440266620186,25.921185712891528,null,null,-1.0988044645989412,7.6475579263912241,null,null,3.0357305955335105,121.29843090229855,null,null,2.495994516547269,70.236210334018409,null,null,7.0516445693806116,53.817112698510648,null,null,4.2576063617743296,30.76356860378251,null,null,null,null,null,null,null,null,null,null,11.434302171524337,32.513738153997238,null,null,null,null,null,null,null,null,null,null,11.399058594532148,24.5994473915848,null,null,null,null,null,null,-1.2547759856145859,6.0802181799236035,null,null,11.5,6.0732059900411857,null,null,10.79306355672972,9.6511739253972308,null,null,7.9510035326293487,64.83897267217516,null,null,5.2694146942325384,101.62593719177151,null,null,null,null,null,null,null,null,null,null,10.498235994586016,24.724828002623898,null,null,-1.0069711264045293,8.7586268622223002,null,null,3.0167319343462187,123.64671495145102,null,null,2.1272197544956777,77.686446541628726,null,null,7.0612157716164932,53.260349933123322,null,null,4.27577361600994,30.829222624000213,null,null,null,null,null,null,null,null,null,null,11.487044227079725,29.671750366392693,null,null,null,null,null,null,null,null,null,null,11.405061133880027,24.104034798878033,null,null,null,null,null,null,-1.25092879057881,6.1154990818397703]
[558,"2012-03-10T18:00:00",2449.1872587183448,0,0,2449.1872587183448,{"$f":"F575/'Refrigeration & Weather'!$C$22","v":1100.758318525099},{"$f":"G575*3*'Refrigeration & Weather'!$C$23","v":825.56873889382427},null,null,null,null,null,null,null,null,11.065555388469582,38.005472755524345,null,null,9.0832272231522779,47.748234167164647,null,null,-1.1650978598576105,3.2779398371268167,null,null,null,null,null,null,8.6452565028560677,35.718907385669723,null,null,-1.2278087882262891,-0.84046400610833816,null,null,-0.14184882330252227,46.41812683608665,null,null,0.3994546622921526,30.15670852651515,null,null,4.8742932098811158,39.470054751908378,null,null,3.1542582231244123,29.843437763630391,null,null,null,null,null,null,null,null,null,null,7.8801965461780519,102.89448823468946,null,null,null,null,null,null,null,null,null,null,8.5758046697100241,81.238200535833485,null,null,null,null,null,null,-1.2316881762448266,-0.48674887093316921,null,null,11.184978315326573,16.571738835624583,null,null,10.634554963321714,6.9996811377386621,null,null,4.1037146874878729,76.415722589153688,null,null,1.5295530220460296,64.901269221651603,null,null,null,null,null,null,null,null,null,null,9.3245534432418964,25.897029273524225,null,null,-1.158275745767914,-0.23215363519688226,null,null,-0.51285973806472474,38.082959223100843,null,null,0.40423486433815131,30.864503531746312,null,null,4.855494973058252,39.083366969475769,null,null,3.1128294621328285,29.833526735150912,null,null,null,null,null,null,null,null,null,null,7.8730748860154502,101.66186527071845,null,null,null,null,null,null,null,null,null,null,8.4352561322025785,84.2017934338662,null,null,null,null,null,null,-1.2430688177496216,-0.5972081749475755,null,null,11.175035847297153,17.336688248522378,null,null,10.620423200767211,7.3514492877576361,null,null,4.2332261661812334,75.939600344194886,null,null,1.5916131626452037,63.586085839968469,null,null,null,null,null,null,null,null,null,null,9.326352189012038,25.820748281897774,null,null,-1.217775608883698,-0.74260078486765202,null,null,-0.52080637720813461,38.119395141199412,null,null,-2.7553560220253549E-2,28.710789543917809,null,null,4.8566547599552035,39.165684336663887,null,null,3.0998735474417716,30.049362816218341,null,null,null,null,null,null,null,null,null,null,7.7511382216107334,87.524067004213208,null,null,null,null,null,null,null,null,null,null,8.5293562406531418,80.938648046596484,null,null,null,null,null,null,-1.2726460821022882,-0.75752487154033976,null,null,11.177876208117066,17.311707775726259,null,null,10.62167172492434,7.3067795985844688,null,null,4.1660691373553203,75.913322571548505,null,null,1.2867396349477158,57.792293389795645,null,null,null,null,null,null,null,null,null,null,9.1873932835717316,27.574516186246019,null,null,-1.1829419155674614,-0.4386795020362555,null,null,-0.50328140719100123,38.303572269233278,null,null,0.34590108021035038,29.892329517645006,null,null,4.8420836409086006,39.6124357992162,null,null,3.089860857353524,29.86207097601492,null,null,null,null,null,null,null,null,null,null,7.8323877149029775,86.306868638592945,null,null,null,null,null,null,null,null,null,null,8.5149973592652426,81.644512061789811,null,null,null,null,null,null,-1.2728755633830506,-0.76760197384813877,null,null,11.203583829798717,15.96136023985555,null,null,10.63152110477691,7.0573036664572104,null,null,4.2154934734860641,76.243016904789513,null,null,1.5193434647677446,58.123960297622226,null,null,null,null,null,null,null,null,null,null,9.3156586061644884,26.00699384844502,null,null,-1.1268949007635709,5.3526555042090029E-2,null,null,-0.54345834673561355,37.467517590893294,null,null,-5.6950206277849434E-2,26.824245012969946,null,null,4.8730576777793857,39.288754099411769,null,null,3.1029975074080891,29.991312300672007,null,null,null,null,null,null,null,null,null,null,7.9732886283678308,102.29446218539368,null,null,null,null,null,null,null,null,null,null,8.5936373337296672,80.138546239745708,null,null,null,null,null,null,-1.2702810544602015,-0.74871309491732441]
[561,"2012-03-11T03:00:00",2686.2742306867208,0,0,2686.2742306867208,{"$f":"F578/'Refrigeration & Weather'!$C$22","v":1207.314260982796},{"$f":"G578*3*'Refrigeration & Weather'!$C$23","v":905.48569573709699},null,null,null,null,null,null,null,null,9.2489039169252667,41.056315971314383,null,null,7.2954638244860188,34.962228643992631,null,null,-1.2035017402878052,5.6557276970883725,null,null,null,null,null,null,4.6337834368454631,137.54338417200822,null,null,-1.2553226266732445,5.4590628565663835,null,null,-1.0708450238512837,4.8512432853906899,null,null,-0.5084777418539993,17.71542124514998,null,null,3.340848903122593,32.127784192134428,null,null,2.1485052804449736,24.28349160090097,null,null,null,null,null,null,null,null,null,null,2.931877189240859,99.723369244901463,null,null,null,null,null,null,null,null,null,null,4.2810933960742688,80.956246015272654,null,null,null,null,null,null,-1.2534458299782483,5.9446343421706489,null,null,9.827953935906713,69.961983932960493,null,null,8.4443995944796413,65.525611464076519,null,null,1.3615650577464444,45.591445239961395,null,null,-0.39865411314814303,25.269449545631701,null,null,null,null,null,null,null,null,null,null,6.9963672208604297,59.170385939291705,null,null,-1.2072538443126555,5.7816276942972467,null,null,-1.1547972155795481,2.4217279445833384,null,null,-0.51761094399200092,17.779822012995478,null,null,3.3406364761720031,31.75005898927229,null,null,2.1089558591435895,24.2228543959977,null,null,null,null,null,null,null,null,null,null,2.710513298714317,106.0484443837066,null,null,null,null,null,null,null,null,null,null,4.4123380273733765,80.743202776185498,null,null,null,null,null,null,-1.2608501006755943,5.8841340090231897,null,null,9.6616186321447621,69.629565830520178,null,null,8.3281807359214746,67.221318616700671,null,null,1.488472571548791,46.084447684820823,null,null,-0.30510350753760163,25.716585281594693,null,null,null,null,null,null,null,null,null,null,7.0051405046955413,59.01820355955082,null,null,-1.2486615823165315,5.5086457244444054,null,null,-1.1591345456009765,2.3579810038984097,null,null,-0.80220001968030163,14.990690689036409,null,null,3.3402322011861942,31.755610414134566,null,null,2.0857226611712782,24.418262988125718,null,null,null,null,null,null,null,null,null,null,2.4784046432917362,124.56291924798282,null,null,null,null,null,null,null,null,null,null,4.5335910158446602,84.914828889745209,null,null,null,null,null,null,-1.2840921207816454,5.7788816264062488,null,null,9.6308389250340944,71.853669163022005,null,null,8.3442424860499678,66.944011480588046,null,null,1.4354574666153821,45.615933868720788,null,null,-0.38260444469295646,22.418772221584071,null,null,null,null,null,null,null,null,null,null,6.7760032857810826,59.522474920503377,null,null,-1.2244821483000068,5.6678613938185318,null,null,-1.1526178831550522,2.48110926657822,null,null,-0.54619449132383557,17.421403067050534,null,null,3.3055704240312398,32.142177675606092,null,null,2.0850942392932748,24.230849955751296,null,null,null,null,null,null,null,null,null,null,2.4883827398374798,125.00992800178858,null,null,null,null,null,null,null,null,null,null,4.2448674276335598,80.491161808189489,null,null,null,null,null,null,-1.2839508329743028,5.7731202222209141,null,null,9.9417486238988317,66.238696996579137,null,null,8.430434634836983,65.613000288556222,null,null,1.4651264814600315,46.051210291820325,null,null,-0.24725669237500381,25.004646987013011,null,null,null,null,null,null,null,null,null,null,6.9762546352139712,59.453391203675956,null,null,-1.1857376078245669,5.9267630042964026,null,null,-1.1635571585518134,2.2274889377114726,null,null,-0.78451903233772169,14.672528031007793,null,null,3.3453535048828966,32.046806717668204,null,null,2.0906463158731245,24.399388830145771,null,null,null,null,null,null,null,null,null,null,2.8660780883468755,102.76600653880108,null,null,null,null,null,null,null,null,null,null,4.2892727445102317,84.129836231479558,null,null,null,null,null,null,-1.2820662578385595,5.7843944307097175]
[564,"2012-03-11T12:00:00",2074.7048148371509,0,0,2074.7048148371509,{"$f":"F581/'Refrigeration & Weather'!$C$22","v":932.45160217400053},{"$f":"G581*3*'Refrigeration & Weather'!$C$23","v":699.3387016305004},null,null,null,null,null,null,null,null,7.3661502432419459,42.41233167945002,null,null,5.6607704320867036,40.948669371713706,null,null,-1.2280528847317085,-1.1954187113654671,null,null,10.3,2.767905222966041,null,null,1.4227219319169737,43.590472158427779,null,null,-1.2714465561204216,-1.3446855092610279,null,null,-1.2231035865434501,6.4008775919889365,null,null,-0.85631423970805365,4.645803832636096,null,null,2.1973844312177544,19.501718431546763,null,null,1.3130503779115037,23.013858719124766,null,null,11.050526195540479,10.881972091685951,null,null,null,null,null,null,3.6645323243588934E-2,27.783620782510724,null,null,10.239215931330129,55.963536301001334,null,null,null,null,null,null,1.385453841594867,43.650757066913748,null,null,null,null,null,null,-1.2675859913149174,-0.81423955637693113,null,null,5.0891600490779068,127.84918605619113,null,null,6.6124091910353187,33.37162466660719,null,null,-0.10145185586420268,22.554645602038583,null,null,-1.0411843167680934,7.2503754363953004,null,null,null,null,null,null,10.3,2.767905222966041,null,null,4.5456249931134272,48.223263866621394,null,null,-1.2355110241272362,-1.1515796852934241,null,null,-1.2527444254537528,5.9135881221130129,null,null,-0.86521473046962227,4.6143435609425927,null,null,2.2153584808769509,19.155941084982675,null,null,1.2776358333294275,22.913410693158809,null,null,11.059258914627721,10.550294451590135,null,null,null,null,null,null,-0.28057002975151246,25.788242717201534,null,null,10.244380729427133,56.020368264233682,null,null,null,null,null,null,1.1455545344837326,53.832569560306233,null,null,null,null,null,null,-1.272713870977316,-0.8503228294161056,null,null,5.1073044385109734,140.75304762417929,null,null,6.4875298725993762,33.362043811442049,null,null,-1.241365644191009E-2,23.357262090832709,null,null,-0.99163431122236556,7.9744752789482565,null,null,null,null,null,null,10.3,2.767905222966041,null,null,4.5607360964315946,48.111434561548201,null,null,-1.2666192425072094,-1.3159475165638326,null,null,-1.2552660271430363,5.8927084128355407,null,null,-1.046164297558037,3.051445250715938,null,null,2.2154487742271338,19.137034702386472,null,null,1.2459917729412666,23.057165555118569,null,null,11.052145392193063,10.847845586978076,null,null,null,null,null,null,-0.74747677408337965,19.719280361497319,null,null,10.216097240816287,57.662813872693597,null,null,null,null,null,null,1.1723962173087981,52.561786158097831,null,null,null,null,null,null,-1.291667187550894,-0.92352699282588158,null,null,4.9940195427192036,128.59833332194725,null,null,6.5045592079548271,33.365772465525616,null,null,-4.1458493545310213E-2,22.946776497087008,null,null,-0.99527068155221221,7.5427204274055759,null,null,null,null,null,null,10.3,2.767905222966041,null,null,4.4142934838678833,44.558141011800437,null,null,-1.248405780765858,-1.2213024210945327,null,null,-1.2519046420607958,5.9258774028489958,null,null,-0.88288260754199088,4.4736160405001595,null,null,2.1633745610219317,19.44698087261423,null,null,1.2540517810367877,22.896065216269196,null,null,11.053291645679725,10.759303730212466,null,null,null,null,null,null,-0.74008444002755769,19.813801239837858,null,null,10.267133835074572,54.950617895686293,null,null,null,null,null,null,1.3619315008670134,43.520159262444132,null,null,null,null,null,null,-1.2913051533136228,-0.92708499953608481,null,null,5.1573085304369926,146.19821072678235,null,null,6.6004350311986597,33.312590326117672,null,null,-2.9222851681751823E-2,23.195310506204681,null,null,-0.94887200807696437,8.4852315206915154,null,null,null,null,null,null,10.3,2.767905222966041,null,null,4.5099366879998213,48.583193546031836,null,null,-1.2193585714677753,-1.0675943964828709,null,null,-1.256824964877632,5.8671689981527715,null,null,-1.0254146784207696,3.0994322543277657,null,null,2.2045095876980008,19.470243154074435,null,null,1.2509915703520689,23.068523649019841,null,null,11.066372014876677,10.212553990512733,null,null,null,null,null,null,-6.3833967812864656E-2,27.059201271877306,null,null,10.231459638769463,56.538570198678123,null,null,null,null,null,null,1.227197446987307,46.388583371949458,null,null,null,null,null,null,-1.2898623532534264,-0.91980293471841701]
[565,"2012-03-11T15:00:00",2152.7843101302733,0,0,2152.7843101302733,{"$f":"F582/'Refrigeration & Weather'!$C$22","v":967.54351017090949},{"$f":"G582*3*'Refrigeration & Weather'!$C$23","v":725.65763262818211},null,null,null,null,null,null,null,null,6.7580372911344,38.083662474344003,null,null,5.402656200932765,16.696970829660355,null,null,-1.2343219713046534,5.4000097738358264,null,null,10.106547930591022,12.14490518603292,null,null,0.79486346379155448,39.94312984926944,null,null,-1.2753883722444816,5.2639231685374179,null,null,-1.2417000642394695,-0.72242509332680027,null,null,-0.92205884906648894,10.266597258951055,null,null,1.8797633959121192,24.30943259131924,null,null,1.0728891428362917,19.64754533784533,null,null,10.979947289198648,10.095793237481317,null,null,null,null,null,null,-0.3426856974775746,23.408749945130136,null,null,9.0433276649195786,82.648350960499798,null,null,null,null,null,null,0.75091776733318438,39.222212687015812,null,null,null,null,null,null,-1.2712265756233556,5.8019061866574351,null,null,3.2929718308484275,111.3115399162136,null,null,6.0931706967257044,41.069549155261043,null,null,-0.35567693515168319,15.294345746648911,null,null,-1.1094336328963341,2.9649733707378587,null,null,null,null,null,null,10.112459274112458,11.691114684868616,null,null,3.7357810033418999,53.5972424353685,null,null,-1.2423554564865349,5.4299849683007952,null,null,-1.2652088184278609,-1.0425357526816692,null,null,-0.93039635267972332,10.231600468229441,null,null,1.9031852449531093,23.989830060424556,null,null,1.0392336597064591,19.537663816411502,null,null,10.995451195181678,9.6200043591581057,null,null,null,null,null,null,-0.61777459945292157,20.692752056109303,null,null,9.0394440908483293,83.46387748227643,null,null,null,null,null,null,0.36918879023630269,46.513753464508085,null,null,null,null,null,null,-1.2758140182605775,5.771064487725571,null,null,3.1960004515476377,114.39033291759858,null,null,5.9689363994509632,41.012145312683543,null,null,-0.27900700939401357,16.006312864675426,null,null,-1.0696846339304718,3.4879332128530622,null,null,null,null,null,null,10.107731103815317,12.048528253979855,null,null,3.7525356423717464,53.507306970349156,null,null,-1.27099064413901,5.28841700981208,null,null,-1.2674513060174299,-1.0576698546736347,null,null,-1.0885893184980671,8.9564136453518568,null,null,1.9036174066943994,23.968345195084478,null,null,1.0054462896934935,19.658821148249551,null,null,10.981900202512856,10.086236938006774,null,null,null,null,null,null,-0.97995281978725635,14.59276816171818,null,null,8.9878763662255263,85.199384611029672,null,null,null,null,null,null,0.43148742818561386,44.061085230163108,null,null,null,null,null,null,-1.2936390020432111,5.7055218947166724,null,null,3.2550276434028778,105.0903374918133,null,null,5.9858810800859379,41.018836369108058,null,null,-0.30211066143483084,15.676727117711996,null,null,-1.0688743993123497,3.292353960827858,null,null,null,null,null,null,10.12915450242752,10.553138142382936,null,null,3.6789761953459283,48.658601909375889,null,null,-1.2541983365486322,5.3696724320147569,null,null,-1.2645248655140431,-1.0343599666726435,null,null,-0.94609572645616635,10.123876494872093,null,null,1.8468258134093247,24.238854807402365,null,null,1.0160220246306071,19.512047440169447,null,null,10.985446166001291,9.8950371977871558,null,null,null,null,null,null,-0.97425631128741808,14.692342544773872,null,null,9.0737599799662334,82.860834018261826,null,null,null,null,null,null,0.72906056485855297,39.13517192258265,null,null,null,null,null,null,-1.2932233520257348,5.7024506996552091,null,null,3.1275980023021095,123.02731709283182,null,null,6.0823389119731655,40.993498419750352,null,null,-0.29327026911638099,15.858385389402573,null,null,-1.034301506996768,3.8954364699762212,null,null,null,null,null,null,10.10668657852027,12.129048631089887,null,null,3.6939085084027496,53.973329245675586,null,null,-1.227457974387913,5.5015235771066013,null,null,-1.2686885094692701,-1.0744791379431804,null,null,-1.0688949745105867,9.0272901999895048,null,null,1.8872734878322148,24.290775616493285,null,null,1.0101816430456074,19.677433196694174,null,null,11.010353415083372,9.0381223097822456,null,null,null,null,null,null,-0.42907855057734723,22.527228911575417,null,null,9.024760739308741,83.475124977643304,null,null,null,null,null,null,0.56033003757210653,40.690110188406955,null,null,null,null,null,null,-1.2918913254423248,5.7088338353195756]
[567,"2012-03-11T21:00:00",2126.4313088172785,0,0,2126.4313088172785,{"$f":"F584/'Refrigeration & Weather'!$C$22","v":955.6994646369792},{"$f":"G584*3*'Refrigeration & Weather'!$C$23","v":716.77459847773434},null,null,null,null,null,null,null,null,5.5372153594348985,37.919342755368994,null,null,4.5871934654222111,43.098751581426782,null,null,-1.2448459077355476,5.3256380376566543,null,null,8.6409189953068477,71.54628528082452,null,null,-1.6362924241932579E-2,24.215750090984905,null,null,-1.2818486263209146,5.2120418414813745,null,null,-1.2649718126680378,-1.1104217287841442,null,null,-1.0155137421240827,8.9665135602610118,null,null,1.3305296917890799,20.955284565467817,null,null,0.64854688727663645,17.418798285925124,null,null,10.598313435414072,24.18745683983499,null,null,null,null,null,null,-0.75027436816588089,12.648098453458232,null,null,6.0614970405926059,96.665343596308674,null,null,null,null,null,null,-5.94032875490915E-2,23.25291885046024,null,null,null,null,null,null,-1.2773659529954482,5.7596370142952411,null,null,0.68610212784987079,64.953606191383386,null,null,5.1549215906069188,35.899147367219655,null,null,-0.68093279054789824,9.1885178904255369,null,null,-1.1840272401684848,1.1321882217267858,null,null,null,null,null,null,8.6557239938544335,72.914710751963867,null,null,2.3078568287710302,45.02115371791426,null,null,-1.2535107287157936,5.3378521087691091,null,null,-1.2811027549357046,-1.2781511243176091,null,null,-1.0227192113929904,8.933818918340716,null,null,1.3633248744680435,20.701195336469237,null,null,0.61876792160523941,17.296996476939285,null,null,10.64089536349813,23.130316588675914,null,null,null,null,null,null,-0.94425871147600271,10.550104365167323,null,null,5.9585873996053698,99.765174267252007,null,null,null,null,null,null,-0.53645609648286285,23.207647149745327,null,null,null,null,null,null,-1.2810889395041274,5.7366630563862877,null,null,0.76266485740022361,56.453070195701876,null,null,5.0340119243666441,35.764225356351865,null,null,-0.62370797182565207,9.68403835968045,null,null,-1.1565599833460676,1.4154769185722222,null,null,null,null,null,null,8.6422692009988626,71.979052040063237,null,null,2.326396930095898,44.996357922627844,null,null,-1.278137391407606,5.2303079263432322,null,null,-1.282966382297007,-1.2873924483910253,null,null,-1.1468978077743215,8.0668202054362723,null,null,1.3644707813834858,20.680458789358948,null,null,0.58188072181538031,17.369225379224623,null,null,10.594933212736972,24.642389110148486,null,null,null,null,null,null,-1.1591206348317118,7.2864430326331568,null,null,5.8755522664772224,97.417958072513159,null,null,null,null,null,null,-0.41707200181931975,22.388645224347876,null,null,null,null,null,null,-1.2969871466855625,5.6834141760762957,null,null,0.93120287496841248,56.397927140163951,null,null,5.0506341802296379,35.777063069053753,null,null,-0.63853309769837907,9.4868921667740693,null,null,-1.1528348928215906,1.3769161824369365,null,null,null,null,null,null,8.7492039218176689,71.743936652981873,null,null,2.4369214542309732,39.10686697052035,null,null,-1.263639015175017,5.2917083406492171,null,null,-1.280609430257281,-1.2737716284612939,null,null,-1.035683318145995,8.8666205717864095,null,null,1.3003469223650461,20.863957305353843,null,null,0.5966796549690625,17.256983586174556,null,null,10.618794607333763,23.455260997741242,null,null,null,null,null,null,-1.1557879417034089,7.3377402545405079,null,null,6.0141368555300616,99.318865947870336,null,null,null,null,null,null,-7.8909767366618963E-2,23.187228807097178,null,null,null,null,null,null,-1.2964845891348742,5.6810867056864529,null,null,0.47392282618238463,60.509549668733399,null,null,5.1468307778335953,35.809008784323645,null,null,-0.63388634122611531,9.5795395469026392,null,null,-1.1312806316253023,1.6573173397189029,null,null,null,null,null,null,8.6392062119099862,71.782587870145306,null,null,2.2546834989711035,45.322055937992737,null,null,-1.2406171362735059,5.3911481651176132,null,null,-1.2838152898673596,-1.2962388337934518,null,null,-1.1297741426554124,8.1455720572449053,null,null,1.3382688731633299,20.956323426599571,null,null,0.58580237708624472,17.39762973320304,null,null,10.705072617148074,20.470440072185696,null,null,null,null,null,null,-0.81126883214711898,12.00209522637028,null,null,5.9357884564338415,100.00223773083511,null,null,null,null,null,null,-0.25894416089260774,22.817810716710923,null,null,null,null,null,null,-1.2953362631891572,5.6860777348987792]
[570,"2012-03-12T06:00:00",1373.4032908760948,0,0,1373.4032908760948,{"$f":"F587/'Refrigeration & Weather'!$C$22","v":617.25990601172816},{"$f":"G587*3*'Refrigeration & Weather'!$C$23","v":462.94492950879612},null,null,null,null,null,null,null,null,4.0423236295018903,25.983580727871836,null,null,2.5111818343504773,43.143286659017058,null,null,-1.2569260930157671,-1.3939061792181386,null,null,6.1976141073499562,46.234686152553266,null,null,-0.61975403489840786,7.018722494370067,null,null,-1.2890249370466837,-1.4818138716400731,null,null,-1.2835035184349666,5.3673114381601135,null,null,-1.1008031217662104,1.327067190381084,null,null,0.69334360593200794,10.163628007001103,null,null,0.14261876464611301,16.622314236878562,null,null,8.4756701783080839,59.192178604234229,null,null,11.233333333333333,1.3285945070236997,null,null,-1.0032956161785518,0.74694993653565378,null,null,2.5114982792129097,55.1469111949541,null,null,null,null,null,null,-0.63351834288949804,5.8426469382959665,null,null,null,null,null,null,-1.284456859916862,-0.92728674275844791,null,null,-0.87122975017184334,16.977255682405769,null,null,3.9856081560390852,24.147721952625083,null,null,-0.92841492737941134,7.3921589416011821,null,null,-1.2349266107191064,2.5190988618110199,null,null,null,null,null,null,6.188533424713774,46.482574023435959,null,null,0.69780654812680298,26.115155333876245,null,null,-1.2658027138718477,-1.3946303333539662,null,null,-1.2940627922559598,5.2880510694277341,null,null,-1.1066087384946111,1.3025968386576119,null,null,0.73586286007238855,10.015277658464479,null,null,0.11897021162341215,16.499903765537738,null,null,8.4674927300791438,61.157167987752793,null,null,11.233333333333333,1.3285945070236997,null,null,-1.1246304482124176,-0.29330903000870734,null,null,2.3376614152190025,55.246803705739687,null,null,null,null,null,null,-1.0096920809527175,3.2980511916798161,null,null,null,null,null,null,-1.287260868879841,-0.9426850528434263,null,null,-0.64004395465624675,18.121547835415843,null,null,3.8738386449862268,23.926233258225789,null,null,-0.88899894290165482,7.6597601688226922,null,null,-1.2168113507334863,2.6513499029013903,null,null,null,null,null,null,6.194702763416938,46.232884048077054,null,null,0.71479775081121411,26.193737213024907,null,null,-1.2860487366091351,-1.4694031223742434,null,null,-1.2955916616893677,5.2828788968859053,null,null,-1.1981120037965283,0.7833240150447166,null,null,0.73781015450906517,10.003801926253871,null,null,8.0426392655176232E-2,16.502545549400601,null,null,8.4394245999016988,59.721747148954883,null,null,11.233333333333333,1.3285945070236997,null,null,-1.2412467465872541,-1.5474192751398865,null,null,2.3404940315024789,54.13798842274953,null,null,null,null,null,null,-0.90123941535530239,3.9226505726418859,null,null,null,null,null,null,-1.3008940975405039,-0.98281911047192372,null,null,-0.55261321572376443,19.840954560653358,null,null,3.889589787296921,23.947480354582755,null,null,-0.89730919699677414,7.5693871094262786,null,null,-1.2126904529735425,2.6562249275252183,null,null,null,null,null,null,6.2372923376218008,47.879300823233137,null,null,1.0892069169464831,21.688943823019319,null,null,-1.2740434286649824,-1.4269646134321032,null,null,-1.2937169278744798,5.2901776525568591,null,null,-1.117134025434197,1.2649349566499339,null,null,0.6679999357784957,10.064157287813233,null,null,9.9259605655563118E-2,16.446962055951445,null,null,8.4889705100425097,59.918009758175891,null,null,11.233333333333333,1.3285945070236997,null,null,-1.2394322282884158,-1.5282527021117411,null,null,2.3910490334323233,55.639647502478773,null,null,null,null,null,null,-0.6500089307519753,5.7871015494686366,null,null,null,null,null,null,-1.3002974132103489,-0.98441151549533623,null,null,-0.8742115379023957,15.121617084644376,null,null,3.9823871058621756,24.042996265107899,null,null,-0.89544093500790078,7.6041340767249626,null,null,-1.1997607126290226,2.7704674934190043,null,null,null,null,null,null,6.1917220165490345,46.288740519904962,null,null,0.63705034270681649,26.115393556594285,null,null,-1.2550527364171549,-1.3584482984933015,null,null,-1.2961459417444776,5.2786775444025222,null,null,-1.184542800895467,0.84767354657024452,null,null,0.70053828801274287,10.180857176680391,null,null,8.2789379759384843E-2,16.534832200869261,null,null,8.585726136093232,61.911772928878293,null,null,11.233333333333333,1.3285945070236997,null,null,-1.0421033428155109,0.43073867529914134,null,null,2.3149695512160049,55.083835551359108,null,null,null,null,null,null,-0.79050208076165973,4.8959294980440955,null,null,null,null,null,null,-1.2993559185204864,-0.9808298433826933]
[574,"2012-03-12T18:00:00",1249.3025263845311,0,0,1249.3025263845311,{"$f":"F591/'Refrigeration & Weather'!$C$22","v":561.48428152113763},{"$f":"G591*3*'Refrigeration & Weather'!$C$23","v":421.1132111408532},null,null,null,null,null,null,null,null,2.7092535657702723,24.093961622670353,null,null,0.3152800524195245,24.633551412013443,null,null,-1.2684772474453641,-1.4577888274050039,null,null,2.3998287052085328,42.323376627440283,null,null,-0.97598986781270036,1.2488201337671794,null,null,-1.2956506702610928,-1.5221138811187476,null,null,-1.2956612596348833,5.5000162334862281,null,null,-1.1646646130461293,0.72621359191959256,null,null,0.1107091583286781,6.2313373864280273,null,null,-0.32749795971338702,13.487139007244616,null,null,4.7317137704765662,54.02255446296369,null,null,9.6842009275899859,64.280976648961371,null,null,-1.1349298698767607,-1.2144161782710856,null,null,0.19962555085733133,19.85635842450165,null,null,null,null,null,null,-0.9394057352982822,1.2041397156818368,null,null,null,null,null,null,-1.2912813962208778,-0.96433969619702764,null,null,-1.1897451515174862,5.4337990042987494,null,null,2.4844907990724425,25.072045608409809,null,null,-1.080300213109616,5.439953056313672,null,null,-1.2651083707980391,2.1408797403316764,null,null,null,null,null,null,2.3609099900878801,42.758661900676231,null,null,-0.54500704359032781,9.5808184060907582,null,null,-1.2770466095242918,-1.4647266549705555,null,null,-1.3027560288111406,5.4638124427708341,null,null,-1.1691745732009671,0.71027356059208391,null,null,0.15890804164377351,6.1924341746657801,null,null,-0.3437355566423691,13.386666727348302,null,null,4.6356682711526203,54.501297749619368,null,null,9.4991903181807924,63.168644034843219,null,null,-1.2112039696675572,-1.6750321766195408,null,null,8.4749108223907882E-2,18.696385261985334,null,null,null,null,null,null,-1.1814935403344966,-0.32540155553281447,null,null,null,null,null,null,-1.2932902197595937,-0.97395778439160641,null,null,-1.0586667656992397,6.6775175332033854,null,null,2.3948786461346838,24.623490944080498,null,null,-1.0531327195564331,5.5710320242588862,null,null,-1.2529065423787646,2.2037315016558816,null,null,null,null,null,null,2.3930463949124028,42.398874805134895,null,null,-0.53555606946947021,9.6961175236441761,null,null,-1.2933247846151792,-1.5141145213778042,null,null,-1.3040405642852846,5.4610582607952942,null,null,-1.2352590999257766,0.41705615507168692,null,null,0.16110386571930127,6.1948924191133949,null,null,-0.38010995300222539,13.329715811058657,null,null,4.6796970473882524,53.942611982757704,null,null,9.3752854942426076,62.055907389639167,null,null,-1.2774012116238276,-2.1577184283615818,null,null,0.11202829316637923,18.735688197150125,null,null,null,null,null,null,-1.1104317845022114,0.12472575202998448,null,null,null,null,null,null,-1.3047005420462483,-1.0027166219269461,null,null,-1.0270888845771489,7.1214714971193498,null,null,2.4084321295432387,24.669208845632149,null,null,-1.0576209310781675,5.5333533329125704,null,null,-1.249360511199026,2.2132603869350937,null,null,null,null,null,null,2.3217441732123043,43.836502141395677,null,null,-4.6309418104698206E-2,10.280696553489578,null,null,-1.2835650229581546,-1.4862351495690449,null,null,-1.3025043640920615,5.4648103185888228,null,null,-1.1778886608823367,0.68960656228932127,null,null,9.1537438313067904E-2,6.1458971334610828,null,null,-0.35985355868284286,13.33361194573464,null,null,4.7006727501202006,54.509074317579859,null,null,9.5603767571134188,63.191866510593293,null,null,-1.2763562771444248,-2.1503373210408867,null,null,0.10505853284326143,19.120794078950269,null,null,null,null,null,null,-0.95291699643146455,1.1677584164730426,null,null,null,null,null,null,-1.3040207571298876,-1.0037314861869708,null,null,-1.1698890579695154,5.487489120944482,null,null,2.4900449220191851,24.916011697151518,null,null,-1.0570705758991077,5.5447665479496138,null,null,-1.241264549695813,2.2619545724559647,null,null,null,null,null,null,2.3864149258092469,42.436112686907002,null,null,-0.59009172480053373,9.2238100368675475,null,null,-1.2681923624165903,-1.4414063195299243,null,null,-1.3044108372558925,5.4591319836105106,null,null,-1.2251936040434861,0.46111174046176101,null,null,0.11652092342524513,6.2534482024606728,null,null,-0.37967003907290287,13.354716798831804,null,null,4.6969892642569446,55.298205985819024,null,null,9.4332202183108915,63.309591489745294,null,null,-1.160063566961133,-1.3540595482085469,null,null,7.5407883925807842E-2,18.532624723936898,null,null,null,null,null,null,-1.0456985390085822,0.60849649233741743,null,null,null,null,null,null,-1.3032721939247458,-1.0012988200130482]
[576,"2012-03-13",{"$f":"J593+N593+R593+V593+Z593+AD593+AH593+AL593+AP593+AT593+AX593+BB593+BF593+BJ593+BN593+BR593+BV593+BZ593+CD593+CH593+CL593+CP593+CT593+CX593+DB593+DF593+DJ593+DN593+DR593+DV593+DZ593+ED593+EH593+EL593+EP593+ET593+EX593+FB593+FF593+FJ593+FN593+FR593+FV593+FZ593+GD593+GH593+GL593+GP593+GT593+GX593+HB593+HF593+HJ593+HN593+HR593+HV593+HZ593+ID593+IH593+IL593+IP593+IT593+IX593+JB593+JF593+JJ593+JN593+JR593+JV593+JZ593+KD593+KH593+KL593+KP593+KT593+KX593+LB593+LF593+LJ593+LN593+LR593+LV593+LZ593+MD593+MH593+ML593+MP593+MT593+MX593+NB593+NF593+NJ593+NN593+NR593+NV593+NZ593+OD593+OH593+OL593+OP593","v":1144.9762726745566},0,0,1144.9762726745566,{"$f":"F593/'Refrigeration & Weather'!$C$22","v":514.59607760654239},{"$f":"G593*3*'Refrigeration & Weather'!$C$23","v":385.9470582049068},null,null,null,null,null,null,null,null,1.9323308883822217,26.731981655656245,null,null,-0.25879591093856913,15.711473038172727,null,null,-1.2729289949426377,-1.4798350559576341,null,null,1.1805027355726196,36.707092713348608,null,null,-1.0630140200701705,-7.4997115627529531E-2,null,null,-1.2981429203857744,-1.5355214934219681,null,null,-1.2993757714856959,5.4699842026897523,null,null,-1.1854424897658578,0.56203660110594889,null,null,-9.7575885500449683E-2,4.8375003741106717,null,null,-0.4945883711652142,12.318391977138306,null,null,3.2777113919879883,44.143681580814373,null,null,6.8985908645265726,92.010208335483995,null,null,-1.1692808285107221,-1.6062352295123867,null,null,-0.30374135252733431,11.287522446522061,null,null,null,null,null,null,-1.0171341430023222,0.26688873703970306,null,null,null,null,null,null,-1.2939231481136608,-0.97721942129636097,null,null,-1.2317724906073935,4.5067713595054126,null,null,1.817271569252922,20.162295578086187,null,null,-1.123198940919472,4.9961779861241231,null,null,-1.2737952663324001,2.0556527335443247,null,null,null,null,null,null,1.1253432334798228,37.185152915019977,null,null,-0.82533265688304935,4.2229546390371091,null,null,-1.281247041962926,-1.4878451999797075,null,null,-1.3054489757981884,5.4426440316339972,null,null,-1.1894824789889615,0.54902951550958434,null,null,-4.8780722498868709E-2,4.8338513689300644,null,null,-0.50778102376175083,12.232721908711685,null,null,3.1799858868599924,43.90846221526639,null,null,6.9446512907732645,79.103431002079475,null,null,-1.2329604276994395,-1.9346985543277215,null,null,-0.38501931138897494,10.401501151027242,null,null,null,null,null,null,-1.2166088981142846,-0.85717834943285753,null,null,null,null,null,null,-1.2956499863038429,-0.98499057470948981,null,null,-1.1312482528080456,5.3305306441533737,null,null,1.7420243086235674,19.721120676043782,null,null,-1.099670507662587,5.0922160185101513,null,null,-1.2633441067995494,2.1020165999740197,null,null,null,null,null,null,1.1697642000430053,36.848174096720804,null,null,-0.81898802486757827,4.3003941148630052,null,null,-1.2960539779714795,-1.5289341211513761,null,null,-1.3066532550279195,5.4404394115061239,null,null,-1.2471333224309749,0.31998210130271154,null,null,-4.6761827973441986E-2,4.8412176439851731,null,null,-0.54200307056179686,12.162601564878074,null,null,3.2330038681719042,43.832412550238026,null,null,6.8894916481413233,77.059507584368362,null,null,-1.2862411970232566,-2.2659268195228806,null,null,-0.36130466160092845,10.537320166085165,null,null,null,null,null,null,-1.158191480417085,-0.52192644903356222,null,null,null,null,null,null,-1.306187744769282,-1.0097131172468794,null,null,-1.1095763110812455,5.5781755211360595,null,null,1.7540855400878652,19.767681559827459,null,null,-1.1031493033159612,5.0663572909736576,null,null,-1.2600990149308031,2.1107269984763595,null,null,null,null,null,null,1.0675831687064294,37.279541919665682,null,null,-0.37345704983939709,5.9937943225793546,null,null,-1.2871237854105686,-1.5057863143715629,null,null,-1.3052256347998932,5.4434057539752869,null,null,-1.1976027718214532,0.5329028121553302,null,null,-0.11412442599001639,4.7628594383882756,null,null,-0.52222874907479511,12.184359539398113,null,null,3.2349472004240067,44.400552786263304,null,null,6.9762472164098073,80.313407937218102,null,null,-1.2853941844047265,-2.2608415038316023,null,null,-0.37562268283657335,10.663675991551639,null,null,null,null,null,null,-1.0295853469957024,0.23785812565558895,null,null,null,null,null,null,-1.3054780726005035,-1.0105397276155776,null,null,-1.2142823000735792,4.5895996991590158,null,null,1.8274289208770274,20.030196401339438,null,null,-1.1028867989133269,5.0733449104135886,null,null,-1.253330737657105,2.1452873759292226,null,null,null,null,null,null,1.1629361861869434,36.830630369618845,null,null,-0.85961850628424863,3.9306614289402124,null,null,-1.2730836369194638,-1.4686364515425698,null,null,-1.30696914013009,5.4389831369620287,null,null,-1.238377760613588,0.35646779170735032,null,null,-9.2476570799944841E-2,4.8584541408792239,null,null,-0.54229069231262084,12.18231230065242,null,null,3.2177337643869044,44.553985427335256,null,null,6.8923828953698081,78.518570201513583,null,null,-1.1905964657659696,-1.7058132829224077,null,null,-0.39026086498631773,10.305340646818351,null,null,null,null,null,null,-1.106576716182879,-0.18306789376454624,null,null,null,null,null,null,-1.3048023841188963,-1.008495717894188]
[579,{"$f":"B595+1/8","v":"2012-03-13T09:00:00"},1045.7282198711239,0,0,1045.7282198711239,{"$f":"F596/'Refrigeration & Weather'!$C$22","v":469.99021117803329},{"$f":"G596*3*'Refrigeration & Weather'!$C$23","v":352.49265838352494},null,null,null,null,null,null,null,null,0.9047886045453819,16.968099536145893,null,null,-0.71812512418047703,6.0950736301811776,null,null,-1.278439931693073,5.1379254665666068,null,null,-2.768966248126192E-2,16.576140636035305,null,null,-1.1397612415196687,5.6734441886888849,null,null,-1.3011810191483533,5.0924633633653755,null,null,-1.3034964580370849,-1.2023252827441862,null,null,-1.2086032296351197,7.0422691055565165,null,null,-0.33708350923597574,9.9252072881870621,null,null,-0.68350342331909542,8.7816959484215484,null,null,1.4230511982305702,33.309127744541463,null,null,3.0978044516453878,66.60891631077952,null,null,-1.2033809775136783,4.7065097816894816,null,null,-0.70343703848470152,11.700922594989516,null,null,null,null,null,null,-1.0923891689979328,6.1330306104276833,null,null,null,null,null,null,-1.2972024418023937,5.6509588939175419,null,null,-1.2637316372362821,1.6474342547883603,null,null,1.0099059933271921,23.289321595713385,null,null,-1.1671752907579032,2.3866646155600506,null,null,-1.282890182569,-0.23547861395499536,null,null,null,null,null,null,-9.2374205234779946E-2,16.530112205872179,null,null,-1.0322064230341907,7.2973627496400546,null,null,-1.2863441810759004,5.1294326434085127,null,null,-1.3084596946087079,-1.2212176035108309,null,null,-1.2120901584472128,7.0324834323350904,null,null,-0.28906529581967488,9.9539872229829918,null,null,-0.69303355188404114,8.7172749194426373,null,null,1.359228498705084,32.376003939561251,null,null,3.4269608897194384,68.464894723484122,null,null,-1.2542098959553487,4.4948280370565525,null,null,-0.75223721279868305,11.212806457405605,null,null,null,null,null,null,-1.2475783715244884,5.4016549838589452,null,null,null,null,null,null,-1.2986009677529311,5.6451836620947367,null,null,-1.1916589759912788,2.1230163271434028,null,null,0.95617897959816556,22.822028145264884,null,null,-1.1474622165542658,2.4503351726833955,null,null,-1.2742941351235904,-0.20429679284883501,null,null,null,null,null,null,-4.2793435707908077E-2,16.606214072332879,null,null,-1.028491015921654,7.3338311176068105,null,null,-1.2993748176117355,5.0975124399896625,null,null,-1.3095708297345281,-1.2228602929618417,null,null,-1.2602517602451409,6.8681663510864741,null,null,-0.28754268824427531,9.9657486716518875,null,null,-0.72359569033034399,8.6424207051969848,null,null,1.4011904385452905,32.797337995691962,null,null,3.4095729992399542,69.201164127722237,null,null,-1.2948063213702754,4.2896809914555778,null,null,-0.73502488454794623,11.329178548623485,null,null,null,null,null,null,-1.202424926864059,5.6213123990638874,null,null,null,null,null,null,-1.3080456650305161,5.6251590967116387,null,null,-1.1778275491285157,2.2442681590058999,null,null,0.96589715495758022,22.8742620872478,null,null,-1.1499577443478022,2.4345792559269843,null,null,-1.2714377722466228,-0.19718105949930301,null,null,null,null,null,null,-0.13020321849226066,15.972179572075287,null,null,-0.67113812581529542,9.0123178128398784,null,null,-1.2914439879976367,5.115450729258141,null,null,-1.3082675116938511,-1.2206836353134338,null,null,-1.2195404228102642,7.0208354592536715,null,null,-0.35036767130821672,9.8664696672857097,null,null,-0.70532284195573547,8.6778978264322184,null,null,1.3759632774089803,33.236972068743462,null,null,3.4024248532065409,69.214122639497944,null,null,-1.2941546983530645,4.2928515295286411,null,null,-0.75136876552287923,11.326580859570072,null,null,null,null,null,null,-1.1036286352579194,6.1119495018061309,null,null,null,null,null,null,-1.3073008698216468,5.6245380196739294,null,null,-1.2497176768586873,1.7134638615553031,null,null,1.0257016316206999,23.181334658913343,null,null,-1.1499395880362488,2.438173136604088,null,null,-1.266019158208465,-0.17497927852108736,null,null,null,null,null,null,-4.7952075359675932E-2,16.57209465724981,null,null,-1.0556167461422428,7.1338312110351776,null,null,-1.2790054457449949,5.1441625837067111,null,null,-1.3098275575715157,-1.2238676527607824,null,null,-1.2530613223798852,6.8960606783308016,null,null,-0.3329387425124154,9.9429043406031727,null,null,-0.72466175089892626,8.6550001958957807,null,null,1.3685026379596257,32.824871797138186,null,null,3.402020753482677,68.076547986893814,null,null,-1.2207997662973791,4.6422983789299348,null,null,-0.75444742026105249,11.173633593662551,null,null,null,null,null,null,-1.163804607484453,5.8309769994405301,null,null,null,null,null,null,-1.3067140978766303,5.6261441102107366]
[581,"2012-03-13T15:00:00",831.49647928808031,0,0,831.49647928808031,{"$f":"F598/'Refrigeration & Weather'!$C$22","v":373.70628282610357},{"$f":"G598*3*'Refrigeration & Weather'!$C$23","v":280.27971211957765},null,null,null,null,null,null,null,null,0.46282352588632109,11.560312785365674,null,null,-0.88011846744211231,3.6852529069212383,null,null,-1.2815056269584688,5.1249282574370643,null,null,-0.44982207850794959,9.3673275177755109,null,null,-1.1717550324161687,5.3329727989962015,null,null,-1.3028485139192851,5.0848908711690814,null,null,-1.3055828402017278,-1.2155300109627127,null,null,-1.2203615401050443,6.9683778153120777,null,null,-0.46004966811940218,9.1609540428723939,null,null,-0.77822316588821816,8.132971115148786,null,null,0.57846431448057667,22.231551032058682,null,null,1.4557814084881677,47.722010705065699,null,null,-1.2191340504165351,4.5755576059781387,null,null,-0.85085154489809378,9.7190987645629807,null,null,null,null,null,null,-1.1263091100747413,5.8317928031342303,null,null,null,null,null,null,-1.2990310167193191,5.6433031271351703,null,null,-1.2758744375479016,1.4862182576253118,null,null,0.53675492563872818,20.042215323770186,null,null,-1.1879635831745936,2.2234265849461878,null,null,-1.2872821366208493,-0.26776905452918648,null,null,null,null,null,null,-0.50922135061708917,9.1509445055313563,null,null,-1.1039664670744898,6.2745520608320833,null,null,-1.2891303259913389,5.1165190287909557,null,null,-1.3099942542511738,-1.2307041108865171,null,null,-1.2235556312877403,6.9601726662389396,null,null,-0.4132146455406987,9.2013175727442906,null,null,-0.78585573326152902,8.0806551061385701,null,null,0.54358866330783051,21.440198242800118,null,null,1.6230910824125568,53.811275457918548,null,null,-1.2639074963837698,4.411778936283123,null,null,-0.88674774704070591,9.393563717930407,null,null,null,null,null,null,-1.2606022999170619,5.2675846778458881,null,null,null,null,null,null,-1.300257493183997,5.6385006117407839,null,null,-1.2160808071662637,1.8304542844109477,null,null,0.49759571536095554,19.63052605401635,null,null,-1.1700859903084713,2.2733696052344063,null,null,-1.279589779482212,-0.24307149905352646,null,null,null,null,null,null,-0.46470313715484746,9.3393029320782208,null,null,-1.1011947961532171,6.2980145696550318,null,null,-1.3011945116908121,5.0891811006813583,null,null,-1.3110562316133241,-1.2320823090039883,null,null,-1.2668657169281135,6.8256382658877577,null,null,-0.41210847808424067,9.2144335951225518,null,null,-0.81399131497133637,8.0087463007517083,null,null,0.57106171271422967,21.862625918876983,null,null,1.5671810274163314,55.104400179315334,null,null,-1.2986980396929479,4.2560668431318618,null,null,-0.87286101528484661,9.4825030943417019,null,null,null,null,null,null,-1.2217314070671854,5.4373426219335768,null,null,null,null,null,null,-1.3090877349247754,5.6209361543309653,null,null,-1.2052466589689437,1.9115718828485091,null,null,0.50563592267246926,19.679048962001726,null,null,-1.1721393547626879,2.2616003890208849,null,null,-1.2769500577609514,-0.23692692802150858,null,null,null,null,null,null,-0.53101385335247187,8.744352966764529,null,null,-0.7949195129884743,7.7382146554012419,null,null,-1.2938063847183761,5.1045232652758079,null,null,-1.3098177413423884,-1.2302715762579708,null,null,-1.2306605861596831,6.9505623055197585,null,null,-0.47157023110015256,9.1115282305252077,null,null,-0.79695575393445783,8.0472033442889526,null,null,0.53655403021461379,22.030013282084617,null,null,1.5777460202646427,54.342471327622704,null,null,-1.2981363560823154,4.2584837091539471,null,null,-0.88866864295230585,9.4593065855460097,null,null,null,null,null,null,-1.1369251008257417,5.8144859465773546,null,null,null,null,null,null,-1.3083243637695416,5.620415909502432,null,null,-1.263663646800592,1.538857238790257,null,null,0.55544737041541192,19.970720058580117,null,null,-1.1722161303302168,2.2639968348305644,null,null,-1.2721660899843719,-0.21977209615001156,null,null,null,null,null,null,-0.46897012761618384,9.3182044330902816,null,null,-1.1229578615723865,6.160627572708905,null,null,-1.2822356777893744,5.1290384843221197,null,null,-1.3112835284774511,-1.2328917487036062,null,null,-1.2605138456937117,6.849217197847894,null,null,-0.45644501080146871,9.176269466985822,null,null,-0.81540155109198942,8.0176184578996583,null,null,0.54252626768714551,21.661961935070739,null,null,1.6110881271151909,53.417058617206344,null,null,-1.2347154485760288,4.5258504967915636,null,null,-0.88801334718941105,9.3716051664492834,null,null,null,null,null,null,-1.1890190162184078,5.5951239497503691,null,null,null,null,null,null,-1.3077863814160959,5.621799529353634]
[585,"2012-03-14T03:00:00",521.20116055657218,0,0,521.20116055657218,{"$f":"F602/'Refrigeration & Weather'!$C$22","v":234.24771260969538},{"$f":"G602*3*'Refrigeration & Weather'!$C$23","v":175.68578445727155},null,null,null,null,null,null,null,null,-5.9712655921234398E-2,7.0184401755703112,null,null,-1.0522023553921591,1.4833722814845878,null,null,-1.2865446068346662,5.1052208668923189,null,null,-0.84894733824857505,3.1887223109394234,null,null,-1.2122380016672207,5.03488303416077,null,null,-1.3055541801702566,5.0736255662878254,null,null,-1.3087243019169388,-1.2332102778640168,null,null,-1.2380871773122211,6.8688840756233391,null,null,-0.64432329877967054,8.0836620726092274,null,null,-0.9157893303435668,7.2341680123177827,null,null,-0.32610619532816465,10.050182938177429,null,null,-0.25666366809731972,19.047993137307699,null,null,-1.2410404036349207,4.4181993571953821,null,null,-1.0179515199417275,7.8239437454136969,null,null,null,null,null,null,-1.1723697137892173,5.4785664797994,null,null,null,null,null,null,-1.3020433539745262,5.6316539845017157,null,null,-1.2903763389169178,1.3294776747113328,null,null,-0.1465703181938208,14.723824616294774,null,null,-1.2173616828832767,2.0214000636883513,null,null,-1.2936280405196592,-0.30858880444825493,null,null,null,null,null,null,-0.89347363323478879,2.9880075225530338,null,null,-1.1815611092557576,5.3957816730292061,null,null,-1.2936326944816159,5.0974077385168295,null,null,-1.3123189548853935,-1.243508849173572,null,null,-1.2408241039626722,6.8629420520898146,null,null,-0.6005409385544388,8.1327480279526831,null,null,-0.92065106472151081,7.200193877183823,null,null,-0.32729257985884058,9.7589413950105097,null,null,-0.34247014543460247,20.297858733413662,null,null,-1.2772658882142987,4.3134091653914899,null,null,-1.0390856541326909,7.6671391966145146,null,null,null,null,null,null,-1.2773874902912561,5.1221008065168938,null,null,null,null,null,null,-1.3030046724657172,5.6282399744977729,null,null,-1.246515591581451,1.5277911926533629,null,null,-0.16315183087983806,14.464789443480456,null,null,-1.2021185905406933,2.0540050626225379,null,null,-1.2872500731433503,-0.29218433519312847,null,null,null,null,null,null,-0.86101679681618015,3.1448048965562556,null,null,-1.1797950651051878,5.4065711102193497,null,null,-1.304142386106053,5.0768134521532939,null,null,-1.3133038327241877,-1.2445161390201727,null,null,-1.2767796727795637,6.768923728316353,null,null,-0.60032722980516262,8.1462380738553932,null,null,-0.9444233807020882,7.1399300032141557,null,null,-0.31973414146673318,9.9536798865944753,null,null,-0.42380941081888068,19.921920549250544,null,null,-1.3040475647408558,4.2165034089812554,null,null,-1.0295931099737827,7.7175452042240931,null,null,null,null,null,null,-1.2473332001099906,5.2295305171871158,null,null,null,null,null,null,-1.3108146196867501,5.6144620396319542,null,null,-1.2392192950736467,1.5694122607931384,null,null,-0.1579477969127176,14.499632468009505,null,null,-1.2035770341296457,2.046937538679984,null,null,-1.2849591163171352,-0.28758710260504122,null,null,null,null,null,null,-0.89908874141222173,2.8478366965463069,null,null,-0.94823776305538043,6.3594799833024576,null,null,-1.297625590411164,5.0883443350178208,null,null,-1.3121659001310857,-1.2432109748025686,null,null,-1.2473989210440375,6.8561016475768666,null,null,-0.65312354715111187,8.0489571704969975,null,null,-0.9299047791927112,7.1766277033507642,null,null,-0.35419146671806012,9.8647926791295237,null,null,-0.39234620342260401,20.059126399747932,null,null,-1.3036106792483573,4.2180192764427371,null,null,-1.0436162930014088,7.6907180285034711,null,null,null,null,null,null,-1.1820389288418238,5.4664630936454728,null,null,null,null,null,null,-1.3100222922222176,5.6140859931023215,null,null,-1.2807487138441991,1.3632150752281584,null,null,-0.12548087757151244,14.715810231854476,null,null,-1.2037622443580853,2.0480779433705107,null,null,-1.281069418070274,-0.27663804510692713,null,null,null,null,null,null,-0.86450656603979681,3.1384283091581362,null,null,-1.1953820983140155,5.33693411480811,null,null,-1.2874449353694364,5.1067118543096388,null,null,-1.3134875501563832,-1.2450657237362281,null,null,-1.2717502313483946,6.7862119637108655,null,null,-0.64157686864715258,8.094760248156307,null,null,-0.94622969876830076,7.1438488290365791,null,null,-0.33452514143004963,9.7816248154962739,null,null,-0.3381192826205125,20.20245085215894,null,null,-1.2540261985702377,4.3863657633674471,null,null,-1.0394933190240878,7.6594670223259227,null,null,null,null,null,null,-1.2226507263574939,5.3255918474251365,null,null,null,null,null,null,-1.3095633607516191,5.6151375390839284]
[586,"2012-03-14T06:00:00",246.84463348620312,0,0,246.84463348620312,{"$f":"F603/'Refrigeration & Weather'!$C$22","v":110.94140830840591},{"$f":"G603*3*'Refrigeration & Weather'!$C$23","v":83.20605623130443},null,null,null,null,null,null,null,null,-0.15457642544920711,8.5351009629750152,null,null,-1.0782596835913534,3.4142052095972186,null,null,-1.2876205032030696,-1.5416856441145053,null,null,-0.90258996406607817,4.6579355503189683,null,null,-1.2191505201571606,-1.2150964721376769,null,null,-1.3061262065997292,-1.5715624338469885,null,null,-1.3093517709064979,5.4065597799280605,null,null,-1.2416286344271383,0.20783044817196292,null,null,-0.68065026299696274,1.2407731444464432,null,null,-0.94212790484312559,9.2854273526078401,null,null,-0.45544205253312176,10.624048741499511,null,null,-0.45089719010612972,8.8655264808844283,null,null,-1.2451634540666943,-2.2509823000172204,null,null,-1.0447662716776493,0.9218673316125181,null,null,null,null,null,null,-1.18087516630742,-1.2219682719903875,null,null,null,null,null,null,-1.3026876325390158,-1.0136501794503987,null,null,-1.2928257969702717,3.6207908447866082,null,null,-0.26415228392205148,7.0084696302829528,null,null,-1.2229570785096906,4.201379684965219,null,null,-1.294857071607604,1.8986579766656726,null,null,null,null,null,null,-0.94405818150019893,4.4805495590940758,null,null,-1.1933312611496083,-0.95787571569336949,null,null,-1.294581523542931,-1.5493075164908414,null,null,-1.3127854487178319,5.3971294675637305,null,null,-1.2442719254282071,0.20231828521500514,null,null,-0.63768247337622441,1.2901759157416821,null,null,-0.946464997595869,9.254933007515854,null,null,-0.45267685853134498,10.413391844155921,null,null,-0.54899011422195254,9.3541492511356328,null,null,-1.2797633855399861,-2.3457745162938721,null,null,-1.0635615806982173,0.78873667429456984,null,null,null,null,null,null,-1.2803754474868425,-1.5432741146310354,null,null,null,null,null,null,-1.3035953208629008,-1.0168011292020016,null,null,-1.2518075486809537,3.7964020833461589,null,null,-0.27686393921797076,6.7883191694187328,null,null,-1.2082210227065215,4.2309909756439641,null,null,-1.2887348102633223,1.9136128002149266,null,null,null,null,null,null,-0.91397457134102611,4.6176832659333922,null,null,-1.1917140230389147,-0.94986026915461319,null,null,-1.3047648378646874,-1.5685871550375603,null,null,-1.3137544228373157,5.3961921116861058,null,null,-1.2787524788898899,0.11571654838501799,null,null,-0.63768955808864536,1.3034634244097956,null,null,-0.96927557181489232,9.1979121172517928,null,null,-0.44786875913429941,10.564148883276758,null,null,-0.62283427500477129,8.8711287986902274,null,null,-1.3050468364975651,-2.4329662923025874,null,null,-1.0548345355555131,0.83278954268307936,null,null,null,null,null,null,-1.2519842517057351,-1.4464164319828012,null,null,null,null,null,null,-1.3111857056748479,-1.0298142798966388,null,null,-1.2450993551251914,3.8324201387047263,null,null,-0.2721919223665562,6.819006828003217,null,null,-1.2095708036423047,4.2246889452635115,null,null,-1.2865165304186088,1.9178991390813196,null,null,null,null,null,null,-0.94773750696263948,4.3749053034671874,null,null,-0.97380495857373439,-0.19659837862286156,null,null,-1.2984307240054751,-1.557797956882687,null,null,-1.3126370591990228,5.3974030956061165,null,null,-1.2507391122259168,0.19598770060656387,null,null,-0.6889078700181952,1.2089878481965739,null,null,-0.95535037473778395,9.2333633356875957,null,null,-0.48067987265656242,10.459455446095888,null,null,-0.59441815987009217,9.0732654036040135,null,null,-1.3046334130082191,-2.4315999632500391,null,null,-1.0684272486520561,0.80721346612422362,null,null,null,null,null,null,-1.1903545369775754,-1.2331127714780323,null,null,null,null,null,null,-1.3103874530422621,-1.0301630700227111,null,null,-1.283687125167468,3.6511981937618132,null,null,-0.24303741735327303,7.0104734796635553,null,null,-1.2097729152247856,4.225646655067905,null,null,-1.2827966086825415,1.9277968736048878,null,null,null,null,null,null,-0.91737678417952695,4.6129047292125396,null,null,-1.2063307644098265,-1.0025116655437947,null,null,-1.2885409286491742,-1.5406245813621506,null,null,-1.3139295495875556,5.3956888421252707,null,null,-1.273995905840124,0.13179532121025192,null,null,-0.67807786487866728,1.2509839769432114,null,null,-0.97113790840402081,9.2010051575526344,null,null,-0.46009724940504038,10.418932077994313,null,null,-0.54362140260169212,9.3100415818967797,null,null,-1.2576553853488575,-2.2797828882932047,null,null,-1.0638601357492428,0.78271272398800784,null,null,null,null,null,null,-1.2287818044693919,-1.3604687142385441,null,null,null,null,null,null,-1.3099452046726803,-1.0291769297212292]
[589,"2012-03-14T15:00:00",404.67546150843947,0,0,404.67546150843947,{"$f":"F606/'Refrigeration & Weather'!$C$22","v":181.87661191390541},{"$f":"G606*3*'Refrigeration & Weather'!$C$23","v":136.40745893542905},null,null,null,null,null,null,null,null,-0.38121450374330795,4.7313485266021518,null,null,-1.1350579260257705,0.64381441202399547,null,null,-1.2904972207556558,5.0912548457871365,null,null,-1.0137435867080991,1.1575278734000189,null,null,-1.2363568475891316,4.7470873106940124,null,null,-1.3076458506701403,5.0658142274474649,null,null,-1.3109594399962012,-1.2440989937956048,null,null,-1.2507004300045059,6.80734782323111,null,null,-0.77241811743042155,7.4016579842193515,null,null,-1.0072727842805067,6.6853886307456296,null,null,-0.72176092928373314,5.2845319138550231,null,null,-0.79729265499067326,9.8123867813126111,null,null,-1.2553543243351897,4.3321029330721883,null,null,-1.1051968848086253,7.0368044604010693,null,null,null,null,null,null,-1.2016495926137227,5.2912857272258433,null,null,null,null,null,null,-1.304412225449088,5.6233665276789928,null,null,-1.2985306285703804,1.2603388959751449,null,null,-0.53047591546042572,11.324741982110934,null,null,-1.2368694104557725,1.9077584225703004,null,null,-1.2979469009558824,-0.33222615127847688,null,null,null,null,null,null,-1.0478537444570253,1.0303757818358044,null,null,-1.2207784794877325,4.9098156739766665,null,null,-1.2970967496053121,5.0842375763203584,null,null,-1.3139841722874008,-1.2514674394033416,null,null,-1.2531003327965,6.8028950587461541,null,null,-0.73187110883122464,7.4496221843636343,null,null,-1.0103345541120086,6.6632264743284288,null,null,-0.71288447453635584,5.2161673689864969,null,null,-0.89246233800468733,9.5163801720912247,null,null,-1.2859136015405632,4.2603708357142267,null,null,-1.1188039681168525,6.9518515056875074,null,null,null,null,null,null,-1.2875289959575724,5.0506933460377548,null,null,null,null,null,null,-1.3051819466133552,5.6208621859052439,null,null,-1.2643187155368034,1.3861448930687317,null,null,-0.53479714198597272,11.192090175712925,null,null,-1.223402440074481,1.9303920690809455,null,null,-1.2924690772020606,-0.32067794139454942,null,null,null,null,null,null,-1.0233922457008877,1.1266397885350439,null,null,-1.2195018795251957,4.9156005499202937,null,null,-1.3064170631678851,5.0682593950909709,null,null,-1.314911540922687,-1.2522322792185532,null,null,-1.2837943291464151,6.734188727761703,null,null,-0.73251246174994356,7.4619526683252735,null,null,-1.0305739958901519,6.6155255418727688,null,null,-0.7130257983246715,5.2825485896323379,null,null,-0.94377431629997011,9.1273364316016163,null,null,-1.3075071347659444,4.19526448437498,null,null,-1.11185988745199,6.9820360008664899,null,null,null,null,null,null,-1.2632451858186882,5.1232651946941594,null,null,null,null,null,null,-1.3121822099305727,5.6098141458724324,null,null,-1.2589633683950152,1.4104661455872738,null,null,-0.53136207090319532,11.212781148976138,null,null,-1.2244891480204652,1.9258083681300682,null,null,-1.2904412438008912,-0.31717694327452484,null,null,null,null,null,null,-1.0479713527863468,0.9796937795351216,null,null,-1.0363694057339188,5.5500236407117622,null,null,-1.3005655196217125,5.0771878551243148,null,null,-1.3138477025521258,-1.2512518284735561,null,null,-1.2592887219090918,6.7978039569812632,null,null,-0.77930403164464546,7.3771165372371144,null,null,-1.0182902470274788,6.6466109848480004,null,null,-0.74040183941737514,5.1754167287241497,null,null,-0.92482310436208448,9.2874586429197805,null,null,-1.3071516835475954,4.1962897402678943,null,null,-1.1243028146444276,6.960862611036351,null,null,null,null,null,null,-1.2106421665819573,5.282463113623626,null,null,null,null,null,null,-1.3113685499883287,5.6095320219455242,null,null,-1.2905974020349507,1.2830428445201711,null,null,-0.50997956642273712,11.343558935387847,null,null,-1.2247276668787377,1.9263867670952828,null,null,-1.2871427484540749,-0.3097038280543456,null,null,null,null,null,null,-1.0266302138459851,1.1242087298797272,null,null,-1.2318218839033068,4.8756357892945008,null,null,-1.2914429724842902,5.091369221848157,null,null,-1.3150648429094483,-1.2526255215978652,null,null,-1.2797503490403226,6.7472674246232636,null,null,-0.77028857543144347,7.4096092339030006,null,null,-1.0325379630676339,6.6168356949156726,null,null,-0.71988500729479898,5.2007358687880281,null,null,-0.88689632252371153,9.5307566295453583,null,null,-1.2666184592510823,4.3103060545906713,null,null,-1.118893579349679,6.9488160163413575,null,null,null,null,null,null,-1.2436492628820754,5.186408919165868,null,null,null,null,null,null,-1.3109705507633433,5.6103529306258553]
[592,"2012-03-15",137.81911001366822,0,0,137.81911001366822,{"$f":"F609/'Refrigeration & Weather'!$C$22","v":61.941173039850895},{"$f":"G609*3*'Refrigeration & Weather'!$C$23","v":46.455879779888171},null,null,null,null,null,null,null,null,-0.54445057291711474,5.8907561886346969,null,null,-1.171748951929326,2.5515456107371257,null,null,-1.2929357279310947,-1.5596550285714466,null,null,-1.0823725680107987,2.3360687445063291,null,null,-1.2492967264628241,-1.9834393012508855,null,null,-1.3089227728738477,-1.5815279007371044,null,null,-1.3122458657656884,5.3932759660837295,null,null,-1.2579547212820914,0.13268932145653178,null,null,-0.84405304566680817,0.40881722052044467,null,null,-1.0565656434202109,8.6284161512137789,null,null,-0.87891348768440802,5.8992087122394112,null,null,-0.96744782034982924,0.88345210720655998,null,null,-1.2631284011408774,-2.3516899880403996,null,null,-1.1459941811451095,8.6360906808460314E-2,null,null,null,null,null,null,-1.2172429151434643,-1.4383678219559557,null,null,null,null,null,null,null,null,null,null,-1.3025641153691161,3.5453096271018762,null,null,-0.70777123104734796,3.2604969764805931,null,null,-1.2475597167862575,4.0673425654059541,null,null,-1.3003569453495516,1.8704389708087552,null,null,null,null,null,null,-1.1111684248248799,2.238534700124593,null,null,-1.2397088258099382,-1.8896248109256841,null,null,-1.2992038973550999,-1.5660681134356642,null,null,-1.3149471551959784,5.3873869436744499,null,null,-1.2601563261015276,0.12903460370632794,null,null,-0.80579592924348076,0.45337971195724969,null,null,-1.0586954040228043,8.6121253390680277,null,null,-0.86838668369341254,5.8873429945073426,null,null,-1.0459569496540833,0.55159211463899882,null,null,-1.290583643282506,-2.4075122595661327,null,null,-1.1561944803374593,2.9100680768946452E-2,null,null,null,null,null,null,-1.2927645329216662,-1.6237944569709417,null,null,null,null,null,null,null,null,null,null,-1.2733309902192156,3.6390182076051367,null,null,-0.70705877823695662,3.1809587592729276,null,null,-1.2350763017289335,4.0850934758737774,null,null,-1.2953833108860429,1.8795757428536237,null,null,null,null,null,null,-1.0907017942767872,2.311449677438294,null,null,-1.2386606864907082,-1.8857873710940569,null,null,-1.3078037953865078,-1.5794891507426789,null,null,-1.3158402832694163,5.386752947373842,null,null,-1.2878142514946669,7.3442161645190171E-2,null,null,-0.80701647592494652,0.46451277922433498,null,null,-1.0767952382093495,8.572548619054464,null,null,-0.87065124786083758,5.9149918279417601,null,null,-1.0822361253645039,0.31163952547069407,null,null,-1.3093752581485298,-2.4576705012954334,null,null,-1.1504967781197264,5.059790944879583E-2,null,null,null,null,null,null,-1.2716059492172329,-1.5678309281032028,null,null,null,null,null,null,null,null,null,null,-1.2689139896414738,3.6562890551994802,null,null,-0.70445777023245548,3.1949662379113222,null,null,-1.2359682784966752,4.0816479243949573,null,null,-1.2935119986318615,1.8824692092867392,null,null,null,null,null,null,-1.109508036041966,2.2107289616811219,null,null,-1.0822276640966826,-1.4121500163925169,null,null,-1.3023545123966651,-1.5720001982774481,null,null,-1.3148201850070071,5.3875604461820545,null,null,-1.2661182878869115,0.12486558678675728,null,null,-0.84987452110367268,0.38967641910755824,null,null,-1.0659308284364539,8.59917447939225,null,null,-0.8932203837524999,5.8274075121540978,null,null,-1.069301559959571,0.40517766128478949,null,null,-1.309064031810667,-2.4568771938265543,null,null,-1.1620015201929166,3.3439810257181901E-2,null,null,null,null,null,null,-1.2258463488368252,-1.4454791660065263,null,null,null,null,null,null,null,null,null,null,-1.2955441156749707,3.5627341341150163,null,null,-0.68837209059083726,3.2842803550185251,null,null,-1.2362290402027083,4.0820047975737692,null,null,-1.2905364565564661,1.8882697274908431,null,null,null,null,null,null,-1.0938481694170192,2.3099391481062885,null,null,-1.2493657665643267,-1.9134755632114382,null,null,-1.2938702065166554,-1.5601291347104516,null,null,-1.3159763241305664,5.3864386803660818,null,null,-1.2843546356269899,8.4243480219065081E-2,null,null,-0.84226905288610443,0.41503781950893159,null,null,-1.0787936497946624,8.5728106022781834,null,null,-0.87452197067572413,5.8694704086704874,null,null,-1.0413131186951292,0.57083781078829854,null,null,-1.2734495070343392,-2.3686444986356858,null,null,-1.1561763007987556,2.7501139889219539E-2,null,null,null,null,null,null,-1.2547061592728195,-1.5199057810975773]
[595,"2012-03-15T09:00:00",319.43280946789861,0,0,319.43280946789861,{"$f":"F612/'Refrigeration & Weather'!$C$22","v":143.56530762602188},{"$f":"G612*3*'Refrigeration & Weather'!$C$23","v":107.67398071951641},null,null,null,null,null,null,null,null,-0.66514751872972799,2.9606775142145456,null,null,-1.1969151491686432,0.15489789241579255,null,null,-1.2950247227469562,5.0769421267930044,null,null,-1.1313281787626153,-0.26597705839832153,null,null,-1.2589638557164615,4.6713832653044101,null,null,-1.3100084523510629,5.0579746421455809,null,null,-1.3132949471542106,-1.2538851131654927,null,null,-1.2638650998589651,6.751941107052942,null,null,-0.90094287189603084,6.7933434535990971,null,null,-1.0946076178462096,6.2198266076243547,null,null,-0.9783589857325955,2.8092087974043114,null,null,-1.062391073266751,6.4805264719027944,null,null,-1.2692212511377328,4.2623664335628035,null,null,-1.1749623315621991,6.5381154226618348,null,null,null,null,null,null,-1.2292986154600436,5.144262930350175,null,null,null,null,null,null,null,null,null,null,-1.3055425896054396,1.2130990369289227,null,null,-0.830084141962666,9.0141833891767469,null,null,-1.2559843560615256,1.8138865598416103,null,null,-1.302279854485872,-0.35237170559890107,null,null,null,null,null,null,-1.1559246877321498,-0.33812718876680226,null,null,-1.2529043754781317,4.7273044738145265,null,null,-1.3009906788890779,5.0711008024791937,null,null,-1.3157350957653067,-1.2586813455672654,null,null,-1.2659027317823355,6.748899620395318,null,null,-0.86478455551781919,6.8337985783588469,null,null,-1.0960474106267533,6.2076833300774261,null,null,-0.96788963946879358,2.8181173978172218,null,null,-1.1263091921605997,6.2200850942378274,null,null,-1.2942310767157725,4.2179231291769392,null,null,-1.1828110331819823,6.4977381475871931,null,null,null,null,null,null,-1.2967340304782122,4.9978827987265273,null,null,null,null,null,null,null,null,null,null,-1.2800805911705111,1.2851113077755825,null,null,-0.82634084378185035,8.9660271831954752,null,null,-1.2442810776125988,1.8281028264947941,null,null,-1.2977094330393981,-0.34499739997478257,null,null,null,null,null,null,-1.1385802635977664,-0.28471886913960542,null,null,-1.2520115229915101,4.7299463500249264,null,null,-1.3089816520110209,5.0596959145354825,null,null,-1.3165996432137181,-1.2592136318176708,null,null,-1.2910819367707658,6.7031619781604652,null,null,-0.86652371192784505,6.8437098364491789,null,null,-1.1123729227065036,6.1748472633921772,null,null,-0.97100227980631149,2.8284251741106772,null,null,-1.1533274806136922,6.0702700629780724,null,null,-1.3108344415125932,4.1782886640163541,null,null,-1.1780173191191938,6.5135870851163133,null,null,null,null,null,null,-1.2780166970200493,5.0420884303416926,null,null,null,null,null,null,null,null,null,null,-1.2763441360709156,1.2978696171783286,null,null,-0.8243098512799778,8.9757029219071889,null,null,-1.2450245184150504,1.8254408942676148,null,null,-1.2959682607203409,-0.34257887135060527,null,null,null,null,null,null,-1.1532654561711861,-0.35255825022988296,null,null,-1.1156920908437671,5.0865500410213889,null,null,-1.3038718966343301,5.066050854110121,null,null,-1.3156158416647563,-1.2585392904067738,null,null,-1.2716778171700258,6.7454361782126497,null,null,-0.90592908229008162,6.7782371738676312,null,null,-1.1027171140655998,6.1974368064759622,null,null,-0.98977641266580951,2.76059859504565,null,null,-1.1439245165721799,6.126285452424213,null,null,-1.3105578961690318,4.1789179605502387,null,null,-1.1887617960284447,6.499656360699869,null,null,null,null,null,null,-1.237585886483793,5.1384462692876509,null,null,null,null,null,null,null,null,null,null,-1.2992324740682115,1.2267958703257009,null,null,-0.8118705313992447,9.0377677128732437,null,null,-1.2452990985262511,1.8256637810113387,null,null,-1.2932464386093885,-0.3379743559826246,null,null,null,null,null,null,-1.1416614896898134,-0.28582519839387344,null,null,-1.2615742466377031,4.7101898535538016,null,null,-1.2959252442890894,5.0761051315917989,null,null,-1.3167217490702068,-1.2594695553934725,null,null,-1.2881084456917065,6.7122040609962559,null,null,-0.89943033175492859,6.798250570703118,null,null,-1.1143668554557999,6.1745113467570203,null,null,-0.97319003329877452,2.8023935757685314,null,null,-1.1225255178709947,6.2355770771704933,null,null,-1.2788000329439972,4.2488836507693861,null,null,-1.1827352789443684,6.496874866249529,null,null,null,null,null,null,-1.2631927928192466,5.0794495790249021]
[598,"2012-03-15T18:00:00",105.48236603321509,0,0,105.48236603321509,{"$f":"F615/'Refrigeration & Weather'!$C$22","v":47.407804958748358},{"$f":"G615*3*'Refrigeration & Weather'!$C$23","v":35.555853719061268},null,null,null,null,null,null,null,null,-0.75662043603681384,4.6773109337398466,null,null,-1.2150055309341081,2.253923188289102,null,null,-1.2968309849656301,-1.5712196653642252,null,null,-1.1643128723816325,1.6170393994640901,null,null,-1.266495060062689,-2.0740075752725402,null,null,-1.3109410630004512,-1.5877943507360888,null,null,-1.3141642514908267,5.3858806467904206,null,null,-1.2687573446950304,9.08085382119731E-2,null,null,-0.94684144378249779,-4.3894045024690853E-2,null,null,-1.1245148459217778,8.2923985000838627,null,null,-1.0451356976552979,4.511039535199159,null,null,-1.1208325436375097,-0.70095787621582972,null,null,-1.2741030178526496,-2.4017478279834847,null,null,-1.1963670681132228,-0.2302565584300621,null,null,null,null,null,null,-1.2388473361833898,-1.542156569816594,null,null,null,null,null,null,null,null,null,null,-1.307817784501867,3.5140123459504689,null,null,-0.91744637150273789,1.7966964658968063,null,null,-1.262764129600543,3.9994089501475254,null,null,-1.3038429453562048,1.8556025104332625,null,null,null,null,null,null,-1.1858666583142075,1.5637229247969606,null,null,-1.2626298182470597,-2.0379331950840789,null,null,-1.3025218630152111,-1.5765347286681639,null,null,-1.3163898814889414,5.3819116031862873,null,null,-1.2706576284381736,8.82466828281087E-2,null,null,-0.91257489997676267,-7.6118748536119218E-3,null,null,-1.1254363902581082,8.2832120925665382,null,null,-1.0353209619672783,4.5266144836866626,null,null,-1.1736946596891469,-0.89519148740698351,null,null,-1.2971460067815057,-2.4378057861116309,null,null,-1.2025244854152772,-0.25980796328789718,null,null,null,null,null,null,-1.2998298949360805,-1.6600624777232722,null,null,null,null,null,null,null,null,null,null,-1.2852936561289239,3.5707768250508281,null,null,-0.91185578758822006,1.7671497459232268,null,null,-1.2516914871358489,4.0109924246126996,null,null,-1.29960088223452,1.8616538612463898,null,null,null,null,null,null,-1.1707664178262309,1.6029300235691697,null,null,-1.2618489175414001,-2.035952085702359,null,null,-1.3099925453099037,-1.5863251612165437,null,null,-1.3172302969456684,5.3814600290702854,null,null,-1.2937817761778321,5.0076083286519954E-2,null,null,-0.91477397231933655,1.1559770741732533E-3,null,null,-1.140286773332144,8.2558495708237523,null,null,-1.038709595009548,4.5291160910667516,null,null,-1.1947848278676489,-0.99360035042148609,null,null,-1.3120006195635447,-2.4697879232278961,null,null,-1.1984078371907116,-0.24777108656106672,null,null,null,null,null,null,-1.2830619605891878,-1.6244312435481532,null,null,null,null,null,null,null,null,null,null,-1.2820685408265857,3.5805051807822945,null,null,-0.91022371095626631,1.7740087885690639,null,null,-1.2523187467526495,4.0088878534972254,null,null,-1.297969095332719,1.8636965334664002,null,null,null,null,null,null,-1.18269348708574,1.5560822982570495,null,null,-1.1412268239745675,-1.7490016884334401,null,null,-1.3051724793621879,-1.5808777986722105,null,null,-1.3162769944139119,5.382029602007278,null,null,-1.2762764843150485,8.5335966193390622E-2,null,null,-0.95116418738556541,-5.5964246411679852E-2,null,null,-1.1316547879879377,8.2749758759539365,null,null,-1.0545607660485352,4.4769218713031016,null,null,-1.1875624526317881,-0.95792104914991849,null,null,-1.3117518913820871,-2.4692783647801373,null,null,-1.2085322970643047,-0.25918423781806071,null,null,null,null,null,null,-1.2468743291002669,-1.5469711595174649,null,null,null,null,null,null,null,null,null,null,-1.3020718392334025,3.525001522536209,null,null,-0.90034895313660612,1.8181866198160883,null,null,-1.2526019776513673,4.0090274999235946,null,null,-1.2954507003630018,1.86742002373286,null,null,null,null,null,null,-1.1738011560883894,1.6021236714049372,null,null,-1.270560402213768,-2.0512261829237302,null,null,-1.2976837055437125,-1.5722751247577786,null,null,-1.317340956893694,5.3812482662349375,null,null,-1.2912178803301613,5.7737409870231904E-2,null,null,-0.9455441396833798,-3.9984245265695995E-2,null,null,-1.1422544391196552,8.2551864765786309,null,null,-1.0399179654182469,4.5136948179642919,null,null,-1.1705710631441153,-0.88357113688309163,null,null,-1.2830856850696881,-2.4126655793772995,null,null,-1.2024175882415034,-0.26027381803550226,null,null,null,null,null,null,-1.2698758358221796,-1.5946492131886261]
[601,"2012-03-16T03:00:00",240.63912269981446,0,0,240.63912269981446,{"$f":"F618/'Refrigeration & Weather'!$C$22","v":108.15241469654585},{"$f":"G618*3*'Refrigeration & Weather'!$C$23","v":81.114311022409382},null,null,null,null,null,null,null,null,-0.82751491053186177,2.1083558331232419,null,null,-1.2285026767875649,-3.7053157769965067E-2,null,null,null,null,null,null,-1.1878773079859826,-0.81528045831606155,null,null,-1.2722981319228306,5.0261791889274257,null,null,null,null,null,null,-1.3148944733429342,-1.2595955635261633,null,null,-1.2728620915472728,6.7196077246283741,null,null,-0.98440625792402692,6.4506167344413257,null,null,null,null,null,null,-1.0922062043038856,1.9785745995668356,null,null,-1.1595519241546335,5.6373557876187972,null,null,-1.2780867909839038,4.2253531936080391,null,null,-1.2126977866066428,6.3268452652301432,null,null,null,null,null,null,-1.2465637953361652,5.0686384179046069,null,null,null,null,null,null,null,null,null,null,-1.3096035402622657,1.1914177952050955,null,null,-0.98184270327363476,8.0559183730081223,null,null,-1.2683172936255049,1.763356784145512,null,null,-1.3051334572980076,-0.36358450613758042,null,null,null,null,null,null,-1.2071456411649764,-0.85591162045451163,null,null,-1.2697947296617755,5.0471945143227233,null,null,null,null,null,null,-1.3169412698654852,-1.2629252553937635,null,null,-1.2746460264733344,6.717426963188216,null,null,-0.95183029337976066,6.4829618912752238,null,null,null,null,null,null,-1.0832080796902903,1.9953356483853539,null,null,-1.2041652239612384,5.4918063085122464,null,null,-1.2995203638960806,4.1956319837011486,null,null,-1.2175968512064284,6.3045382547456672,null,null,null,null,null,null,-1.302300811794765,4.9720341056985751,null,null,null,null,null,null,null,null,null,null,-1.2894216164771348,1.237115642142548,null,null,-0.97511202281095066,8.0375896690460955,null,null,-1.2577624876775118,1.7729311319203702,null,null,-1.3011628861377553,-0.35854883814381755,null,null,null,null,null,null,-1.1937216544657938,-0.82617320314462728,null,null,-1.2690947402931925,5.0485416775668703,null,null,null,null,null,null,-1.3177611169016603,-1.2633116477349806,null,null,-1.296043674269773,6.6851761251387014,null,null,-0.95443574790099628,6.4907055926986779,null,null,null,null,null,null,-1.0866151063552161,1.9943347261942332,null,null,-1.2212587156483761,5.4238434613759212,null,null,-1.3129504155136948,4.1693663808723835,null,null,-1.2140013916435439,6.313913661670119,null,null,null,null,null,null,-1.2871187393746535,5.0012515957432875,null,null,null,null,null,null,null,null,null,null,-1.2865918666248308,1.2447285513125825,null,null,-0.97376666005412438,8.0425835369356271,null,null,-1.2582969171397989,1.7712341004416632,null,null,-1.2996239529596842,-0.35680731237210411,null,null,null,null,null,null,-1.2036964487293886,-0.86007244891627521,null,null,-1.1605489360732957,5.2549121828065095,null,null,null,null,null,null,-1.3168337064983304,-1.2628260393711046,null,null,-1.2801329166640498,6.7149578852931358,null,null,-0.98819547107198924,6.4408542700495852,null,null,null,null,null,null,-1.1002073904934095,1.9537841921684733,null,null,-1.2154675751281847,5.4479189102947778,null,null,-1.3127244220042429,4.1697861620270809,null,null,-1.2236150038930929,6.30446124151561,null,null,null,null,null,null,-1.2543742216888178,5.0646148715154551,null,null,null,null,null,null,null,null,null,null,-1.3043144991068136,1.2003896566008119,null,null,-0.96574139344289023,8.0748376863786167,null,null,-1.2585855547247637,1.7713210105344561,null,null,-1.2972714419086657,-0.35374924768272892,null,null,null,null,null,null,-1.1967218856562361,-0.82677463559491504,null,null,-1.2771737820941511,5.0378893581619018,null,null,null,null,null,null,-1.3178622358725938,-1.263489284481419,null,null,-1.2938288487303455,6.6917380683879824,null,null,-0.98328139459761832,6.4537650536825737,null,null,null,null,null,null,-1.0872333913955952,1.9848919102932607,null,null,-1.2015354489235506,5.5005216324866435,null,null,-1.2865828290135866,4.2163790492285784,null,null,-1.2174733720778599,6.3042955419362645,null,null,null,null,null,null,-1.2752513971712165,5.0254420151969237]
[604,"2012-03-16T12:00:00",63.070573868809248,0,0,63.070573868809248,{"$f":"F621/'Refrigeration & Weather'!$C$22","v":28.346325334296296},{"$f":"G621*3*'Refrigeration & Weather'!$C$23","v":21.259744000722222},null,null,null,null,null,null,null,null,-0.8835682793463232,4.0640657763092989,null,null,-1.2388795565304156,2.1241765765382463,null,null,null,null,null,null,-1.2054805640229787,1.2406034275945688,null,null,-1.2767521623322398,-1.6334303178397014,null,null,null,null,null,null,-1.3155151212489689,5.3813888480271084,null,null,-1.2763467091381799,6.5386591138940006E-2,null,null,-1.0155500957411596,-0.30758465017044456,null,null,null,null,null,null,-1.1267221875963922,3.9852840092418864,null,null,-1.1866784199723435,-1.1911835023891348,null,null,-1.2813883390682643,-2.4298042315930375,null,null,-1.2254878447925097,-0.37706818954033072,null,null,null,null,null,null,-1.2529059047347015,-1.5987420089089579,null,null,null,null,null,null,null,null,null,null,-1.3110365918854356,3.4984432769839109,null,null,-1.0306455941209858,1.1483565232607902,null,null,-1.2729346606194654,3.9609397847927639,null,null,-1.3062130136851633,1.8469413161486505,null,null,null,null,null,null,-1.2229789343527877,1.2089337198500818,null,null,-1.2750993381924871,-1.6190855063025151,null,null,null,null,null,null,-1.3174109323307988,5.3785623114507333,null,null,-1.2780311056991689,6.3512911772021285E-2,null,null,-0.98447900859645099,-0.27881804155435119,null,null,null,null,null,null,-1.1185360393242501,4.0011855335481004,null,null,-1.2250547976707311,-1.3022517608038435,null,null,-1.3014856966567374,-2.4546330360639339,null,null,-1.2294237850608851,-0.39434960612637143,null,null,null,null,null,null,-1.3043111798276148,-1.6790561523994438,null,null,null,null,null,null,null,null,null,null,-1.2927583058951169,3.5358891659022609,null,null,-1.0232054479960353,1.1369295078826984,null,null,-1.2628106548970488,3.9689487798115541,null,null,-1.3024698247480544,1.851182022613804,null,null,null,null,null,null,-1.2108479307889497,1.2320334327943583,null,null,-1.2744582465325456,-1.6180162654589989,null,null,null,null,null,null,-1.3182131121760046,5.3782293569477302,null,null,-1.2979615267969651,3.5969149718562403E-2,null,null,-0.98744355169493736,-0.27197016693209664,null,null,null,null,null,null,-1.1218475568407287,3.9986757828924082,null,null,-1.2393250404244158,-1.3512392785343823,null,null,-1.3137363296490634,-2.4765294976815317,null,null,-1.2262389686651129,-0.38688863291177955,null,null,null,null,null,null,-1.2904398597496092,-1.6547424547522946,null,null,null,null,null,null,null,null,null,null,-1.2902415546267929,3.5419765596234085,null,null,-1.0220716127127882,1.1406585054745644,null,null,-1.2632695440851747,3.9675568938454147,null,null,-1.3010104165368666,1.8526793910033093,null,null,null,null,null,null,-1.219378472726093,1.2066688011507303,null,null,-1.1751508457700559,-1.4468553062946892,null,null,null,null,null,null,-1.3173078703649237,5.3786466014932461,null,null,-1.2834055936185047,6.1402707088725667E-2,null,null,-1.0189051162839731,-0.31557316031205584,null,null,null,null,null,null,-1.1336718052285317,3.9667079645608969,null,null,-1.2345244583779478,-1.3341949743571162,null,null,-1.3135292140228587,-2.4761785658134614,null,null,-1.235427084242096,-0.39480131576768451,null,null,null,null,null,null,-1.2605345877342782,-1.6021303281292023,null,null,null,null,null,null,null,null,null,null,-1.3061235867033285,3.5058782074462078,null,null,-1.0154139473175572,1.1647877573616288,null,null,-1.2635615185843465,3.9676099626122237,null,null,-1.2987951106121212,1.8552240653574894,null,null,null,null,null,null,-1.2138223058686797,1.231583115272485,null,null,-1.2820668851699288,-1.6266302687713488,null,null,null,null,null,null,-1.31830617636356,5.3780785684465071,null,null,-1.296047247077148,4.1644323758305755E-2,null,null,-1.0145648626872845,-0.30502255054861838,null,null,null,null,null,null,-1.1220992674893291,3.9927312109798345,null,null,-1.2227983964065829,-1.2956048160620275,null,null,-1.2894816627781245,-2.4372736896583391,null,null,-1.2292920232556797,-0.39446340193955809,null,null,null,null,null,null,-1.2796529595379083,-1.6347768942689538]
[607,"2012-03-16T21:00:00",169.95221334423366,0,0,169.95221334423366,{"$f":"F624/'Refrigeration & Weather'!$C$22","v":76.383017233363447},{"$f":"G624*3*'Refrigeration & Weather'!$C$23","v":57.287262925022588},null,null,null,null,null,null,null,null,-0.9286769569104526,1.6570751916113751,null,null,-1.2470558893429775,-0.12819949721807836,null,null,null,null,null,null,-1.218871821494429,-1.0891591021211031,null,null,-1.2804892359896938,4.9966455185864147,null,null,null,null,null,null,-1.3160480681308122,-1.2631859489788051,null,null,-1.2793352943694842,6.6992997902750915,null,null,null,null,null,null,null,null,null,null,-1.1528632693100289,1.6296595572629726,null,null,-1.2065249739805666,5.3319636541184643,null,null,-1.2841607394785943,4.2036323153622925,null,null,-1.2357251008069199,6.2213431495843743,null,null,null,null,null,null,-1.2581940838114716,5.0253327912462522,null,null,null,null,null,null,null,null,null,null,-1.3122080477995117,1.1799025566693773,null,null,null,null,null,null,-1.2768239620263286,1.7334791110989962,null,null,-1.3071262870025764,-0.37040073270200524,null,null,null,null,null,null,-1.2349879212048209,-1.1141234574609666,null,null,-1.2794201352254706,5.0065212867009823,null,null,null,null,null,null,-1.317814994050317,-1.2656102437680745,null,null,-1.2809337893040877,6.6976766804460066,null,null,null,null,null,null,null,null,null,null,-1.1454252604317505,1.6440372738877049,null,null,-1.2400910047548703,5.2454546202771208,null,null,-1.3031348978660382,4.1826511624418474,null,null,-1.2389060474993461,6.2076564321180507,null,null,null,null,null,null,-1.3059735672179456,4.9577164249885213,null,null,null,null,null,null,null,null,null,null,-1.2955023636955292,1.2110524456144012,null,null,null,null,null,null,-1.2670622925654547,1.7402464375509781,null,null,-1.3035756475602156,-0.36679268992153302,null,null,null,null,null,null,-1.2238638218774422,-1.0959574032563522,null,null,-1.2788262974295468,5.0073864252447544,null,null,null,null,null,null,-1.318601901939219,-1.2658988134536406,null,null,-1.2996047253705536,6.6739297070549606,null,null,null,null,null,null,null,null,null,null,-1.1485946808923271,1.6409624076451181,null,null,-1.2522875301843592,5.2088716100344419,null,null,-1.3143954404106295,4.164160113405571,null,null,-1.2360512589174748,6.213704016489304,null,null,null,null,null,null,-1.293200519588791,4.9782088319109761,null,null,null,null,null,null,null,null,null,null,-1.2932383512887553,1.2160093990303453,null,null,null,null,null,null,-1.2674587292289352,1.7390877769587383,null,null,-1.3021848943553667,-0.36549547145071565,null,null,null,null,null,null,-1.2313058915094808,-1.1153374330438535,null,null,-1.1872388397326472,5.1512266066046886,null,null,null,null,null,null,-1.3177157746566368,-1.2655379978987984,null,null,-1.2862118962585849,6.6958623472389158,null,null,null,null,null,null,null,null,null,null,-1.1590137042298996,1.6153651122404729,null,null,-1.248202962092293,5.2214193974940954,null,null,-1.3142042142836348,4.1644572140855454,null,null,-1.2448813025335208,6.2070146477222243,null,null,null,null,null,null,-1.265669211064004,5.0224622199053153,null,null,null,null,null,null,null,null,null,null,-1.3076088237293018,1.1861433960669221,null,null,null,null,null,null,-1.2677527077022905,1.7391190018330205,null,null,-1.3000844504014109,-0.36335419966493304,null,null,null,null,null,null,-1.2268194800438093,-1.0962765551659972,null,null,-1.2860509493642434,5.0003038421561703,null,null,null,null,null,null,-1.3186880903748561,-1.2660281468300534,null,null,-1.2979516063942069,6.678881183796463,null,null,null,null,null,null,null,null,null,null,-1.1486129757752521,1.6371386283184557,null,null,-1.2381223440501921,5.2506269377056469,null,null,-1.2919169554522705,4.1973494085875966,null,null,-1.2387708457711331,6.2076184891713249,null,null,null,null,null,null,-1.2833120001120879,4.9949159166262378]
[608,"2012-03-17",56.714004510694053,0,0,56.714004510694053,{"$f":"F625/'Refrigeration & Weather'!$C$22","v":25.489440229525421},{"$f":"G625*3*'Refrigeration & Weather'!$C$23","v":19.117080172144064},null,null,null,null,null,null,null,null,-0.94177448093452409,3.8182229252153101,null,null,-1.2494023672182022,2.075844726072634,null,null,null,null,null,null,-1.2226242460929864,1.0885458500432301,null,null,-1.2816032950076435,-1.6499957000459473,null,null,null,null,null,null,-1.3162092063216198,5.3793215509045327,null,null,-1.2802381577056956,5.3699217278552938E-2,null,null,null,null,null,null,null,null,null,null,-1.1601907509933309,3.8070088134052762,null,null,-1.2119815284528188,-1.3414437939515651,null,null,-1.2849874487980999,-2.4420584602006685,null,null,-1.2386911939057892,-0.43381261790376574,null,null,null,null,null,null,-1.2597643578512028,-1.6229904135901452,null,null,null,null,null,null,null,null,null,null,-1.3125518551015001,3.4921321363970037,null,null,null,null,null,null,-1.2779860949855864,3.9440534452348817,null,null,-1.3073997424259096,1.8430551534169524,null,null,null,null,null,null,-1.2383476613114168,1.0655168851240069,null,null,-1.2806852270847064,-1.6412706092023066,null,null,null,null,null,null,-1.3179373055032395,5.3770134107707062,null,null,-1.2818106100451019,5.2149376702230354E-2,null,null,null,null,null,null,null,null,null,null,-1.1529845374977965,3.8208390515343917,null,null,-1.2441875316555511,-1.421391014449207,null,null,-1.303626573385964,-2.4619395230431711,null,null,-1.2416562340012598,-0.44653087606857916,null,null,null,null,null,null,-1.3064648044213554,-1.686997139928587,null,null,null,null,null,null,null,null,null,null,-1.2963105915562552,3.5215152707523534,null,null,null,null,null,null,-1.2683324669084395,3.9504637662475788,null,null,-1.3039067907884458,1.8464809904421395,null,null,null,null,null,null,-1.227509204541227,1.0822671014982213,null,null,-1.2801050906752789,-1.6404615955722135,null,null,null,null,null,null,-1.3187195843821271,5.376737978578042,null,null,-1.300100850155262,2.9504805275270957E-2,null,null,null,null,null,null,null,null,null,null,-1.1561023696136112,3.8176911447269033,null,null,-1.2558131103133565,-1.4548067267060176,null,null,-1.3145918343099701,-2.479462375635749,null,null,-1.2388972631168462,-0.44087169324882003,null,null,null,null,null,null,-1.2940188615299735,-1.6675907783001531,null,null,null,null,null,null,null,null,null,null,-1.2941201836366945,3.5261606910376257,null,null,null,null,null,null,-1.2687104515068588,3.9493705667885388,null,null,-1.3025368501583188,1.8477195336281502,null,null,null,null,null,null,-1.2346480717791106,1.0645234585300964,null,null,-1.1908121280007369,-1.5043901831682349,null,null,null,null,null,null,-1.317839242795112,5.3770821572249048,null,null,-1.2870596608274996,5.0422233669543806E-2,null,null,null,null,null,null,null,null,null,null,-1.1661169126231434,3.7938410741721103,null,null,-1.2519238707600422,-1.4433925418779081,null,null,-1.314405354868968,-2.4791806107448546,null,null,-1.2476204953296965,-0.44720960306567092,null,null,null,null,null,null,-1.2671936543524576,-1.6257095579394625,null,null,null,null,null,null,null,null,null,null,-1.3080458273876956,3.4980341913045336,null,null,null,null,null,null,-1.2690048889057362,3.9493963937169188,null,null,-1.3004705675664159,1.849745547955121,null,null,null,null,null,null,-1.2304600031161963,1.081999101199882,null,null,-1.287217235443473,-1.6471167858563129,null,null,null,null,null,null,-1.3188037014249094,5.3766148388767068,null,null,-1.2985273012973644,3.4244718516679234E-2,null,null,null,null,null,null,null,null,null,null,-1.1560628908291153,3.8143781866752944,null,null,-1.2423001694683633,-1.4166126020361032,null,null,-1.2926434455791589,-2.4480015082705897,null,null,-1.2415205919254579,-0.44655115706319592,null,null,null,null,null,null,-1.2843966585711881,-1.6518039143530381]
[610,"2012-03-17T06:00:00",25.773228672245828,0,0,25.773228672245828,{"$f":"F627/'Refrigeration & Weather'!$C$22","v":11.583473560559925},{"$f":"G627*3*'Refrigeration & Weather'!$C$23","v":8.6876051704199444},null,null,null,null,null,null,null,null,null,null,null,null,null,null,null,null,null,null,null,null,-1.2293334085850942,0.90456876702742994,null,null,-1.2836621382847702,-1.6565588075928992,null,null,null,null,null,null,-1.3165098411564002,5.3784783602207016,null,null,null,null,null,null,null,null,null,null,null,null,null,null,-1.1731974984978046,3.7443530942013563,null,null,-1.2215533746536937,-1.3921002499292681,null,null,-1.2865153301465699,-2.4469284037040184,null,null,-1.2440704575846209,-0.45504918203625044,null,null,null,null,null,null,-1.2626585043264942,-1.6325333107124345,null,null,null,null,null,null,null,null,null,null,-1.3131807309185821,3.4897130712217073,null,null,null,null,null,null,null,null,null,null,null,null,null,null,null,null,null,null,-1.2443492312166831,0.88537932466471347,null,null,-1.2829953295869509,-1.6497534628079686,null,null,null,null,null,null,-1.318165680576646,5.3763801057144898,null,null,null,null,null,null,null,null,null,null,null,null,null,null,-1.1664278006981854,3.7570957820324278,null,null,-1.2513338901919027,-1.4608065272089819,null,null,-1.3045352578138432,-2.4648346151131508,null,null,-1.2466473546792223,-0.46609644825052232,null,null,null,null,null,null,-1.3073673777357613,-1.6900856055457385,null,null,null,null,null,null,null,null,null,null,-1.2977924132559548,3.5159636677993262,null,null,null,null,null,null,null,null,null,null,null,null,null,null,null,null,null,null,-1.2340250961675725,0.89934734139421468,null,null,-1.2824400427585079,-1.6490426442039798,null,null,null,null,null,null,-1.3189393181843192,5.3761288237672646,null,null,null,null,null,null,null,null,null,null,null,null,null,null,-1.169440564524044,3.7539058841339878,null,null,-1.261957384221021,-1.4889373870931757,null,null,-1.3149546197430531,-2.4806259332867975,null,null,-1.2440623585057262,-0.46111628972553065,null,null,null,null,null,null,-1.2955255543318975,-1.6726208645696559,null,null,null,null,null,null,null,null,null,null,-1.2957359330986655,3.5200632962163136,null,null,null,null,null,null,null,null,null,null,null,null,null,null,null,null,null,null,-1.2406239843073128,0.88459144970176751,null,null,-1.1973777672611012,-1.5268594250331675,null,null,null,null,null,null,-1.3180697682955318,5.3764425014944965,null,null,null,null,null,null,null,null,null,null,null,null,null,null,-1.1787254310406547,3.733100052224398,null,null,-1.2584090090688977,-1.4794000805728504,null,null,-1.3147769255863226,-2.4803716333862575,null,null,-1.2525882487319964,-0.46682155305904893,null,null,null,null,null,null,-1.2700032110862598,-1.6349763684355347,null,null,null,null,null,null,null,null,null,null,-1.308846475597764,3.4950100987402823,null,null,null,null,null,null,null,null,null,null,null,null,null,null,null,null,null,null,-1.2369679430187901,0.8992675303777723,null,null,-1.2893467403149264,-1.6549425107477522,null,null,null,null,null,null,-1.319019580005409,5.3760168730507889,null,null,null,null,null,null,null,null,null,null,null,null,null,null,-1.1693074820495597,3.7514088352965533,null,null,-1.2495914464549254,-1.4567026386663677,null,null,-1.2939866169516052,-2.4522605774631518,null,null,-1.2465115757367256,-0.4660894296702347,null,null,null,null,null,null,-1.2863936563075815,-1.6584722382194259]
[613,"2012-03-17T15:00:00",132.90639443642968,0,0,132.90639443642968,{"$f":"F630/'Refrigeration & Weather'!$C$22","v":59.733210982665035},{"$f":"G630*3*'Refrigeration & Weather'!$C$23","v":44.799908236998775},null,null,null,null,null,null,null,null,null,null,null,null,null,null,null,null,null,null,null,null,-1.2379793580002831,-1.2726719921308058,null,null,-1.286383942340612,4.9781767065298519,null,null,null,null,null,null,null,null,null,null,null,null,null,null,null,null,null,null,null,null,null,null,-1.1893720275343485,1.4576411528818356,null,null,-1.2332545302578641,5.1938499652811432,null,null,-1.2885348569768695,4.1899173767155515,null,null,-1.2509804868612926,6.1623096736740708,null,null,null,null,null,null,-1.2664683137548742,4.9985179104282134,null,null,null,null,null,null,null,null,null,null,-1.3139992326706884,1.173143285681264,null,null,null,null,null,null,null,null,null,null,null,null,null,null,null,null,null,null,-1.2520735646097954,-1.2881894272123835,null,null,-1.2859935842322008,4.9828340842096948,null,null,null,null,null,null,null,null,null,null,null,null,null,null,null,null,null,null,null,null,null,null,-1.1831918402349832,1.4688489696208973,null,null,-1.2600002227130478,5.1383140249001098,null,null,-1.3057366074355028,4.1745033656642745,null,null,-1.2530655005191287,6.1532447694555259,null,null,null,null,null,null,-1.3085500652784468,4.9490601984025719,null,null,null,null,null,null,null,null,null,null,-1.2997278482407675,1.1955156883540061,null,null,null,null,null,null,null,null,null,null,null,null,null,null,null,null,null,null,-1.2424186854570021,-1.2769208758630746,null,null,-1.2854701958335195,4.9834257964161424,null,null,null,null,null,null,null,null,null,null,null,null,null,null,null,null,null,null,null,null,null,null,-1.1860485797870712,1.4657550824814907,null,null,-1.2693982263923713,5.1161492465868896,null,null,-1.3154337815034731,4.1608843800265403,null,null,-1.2507043241099407,6.1574026212780026,null,null,null,null,null,null,-1.2975060738901516,4.964090704359454,null,null,null,null,null,null,null,null,null,null,-1.2978442497169764,1.1989520086421319,null,null,null,null,null,null,null,null,null,null,null,null,null,null,null,null,null,null,-1.2483260158826044,-1.2885018611372412,null,null,-1.2059791784065714,5.0882073923414035,null,null,null,null,null,null,null,null,null,null,null,null,null,null,null,null,null,null,null,null,null,null,-1.1944047620595801,1.4486079819669389,null,null,-1.2662631917287575,5.1235917989868653,null,null,-1.3152677301107294,4.1611041461737441,null,null,-1.258969716352164,6.152498741049456,null,null,null,null,null,null,-1.2737018204761823,4.9964319033671973,null,null,null,null,null,null,null,null,null,null,-1.3098910517700915,1.1776829345915618,null,null,null,null,null,null,null,null,null,null,null,null,null,null,null,null,null,null,-1.2453532112640984,-1.2770140139500401,null,null,-1.292110455406781,4.9784568785345513,null,null,null,null,null,null,null,null,null,null,null,null,null,null,null,null,null,null,null,null,null,null,-1.1858161660656841,1.464110803521518,null,null,-1.2584389650435499,5.1416282688629149,null,null,-1.2957633358085894,4.185357669589683,null,null,-1.2529308384503093,6.1532782832883379,null,null,null,null,null,null,-1.2890185589158125,4.9761987928593898]
[617,"2012-03-18T03:00:00",56.891113264393553,0,0,56.891113264393553,{"$f":"F634/'Refrigeration & Weather'!$C$22","v":25.569039669390364},{"$f":"G634*3*'Refrigeration & Weather'!$C$23","v":19.176779752042773},null,null,null,null,null,null,null,null,null,null,null,null,null,null,null,null,null,null,null,null,-1.2460222067950322,-1.2404526365821313,null,null,null,null,null,null,null,null,null,null,null,null,null,null,null,null,null,null,null,null,null,null,null,null,null,null,-1.2063099679910092,1.3887609827110619,null,null,-1.2452698453755611,5.1411881830566237,null,null,null,null,null,null,-1.2585081741900703,6.1366142713085567,null,null,null,null,null,null,null,null,null,null,null,null,null,null,null,null,null,null,null,null,null,null,null,null,null,null,null,null,null,null,null,null,null,null,null,null,null,null,-1.2592519777554694,-1.2529078637143236,null,null,null,null,null,null,null,null,null,null,null,null,null,null,null,null,null,null,null,null,null,null,null,null,null,null,-1.2008058845734451,1.3981877855223335,null,null,-1.2688177703796286,5.0983589797395164,null,null,null,null,null,null,-1.260066252721465,6.1294944477288009,null,null,null,null,null,null,null,null,null,null,null,null,null,null,null,null,null,null,null,null,null,null,null,null,null,null,null,null,null,null,null,null,null,null,null,null,null,null,-1.2502245614079914,-1.2438684613239372,null,null,null,null,null,null,null,null,null,null,null,null,null,null,null,null,null,null,null,null,null,null,null,null,null,null,-1.2034669462534828,1.3953549977641471,null,null,-1.2769574994104056,5.0817163466027298,null,null,null,null,null,null,-1.2579492544855309,6.1328238434160811,null,null,null,null,null,null,null,null,null,null,null,null,null,null,null,null,null,null,null,null,null,null,null,null,null,null,null,null,null,null,null,null,null,null,null,null,null,null,-1.2554931167751548,-1.2530065628645313,null,null,null,null,null,null,null,null,null,null,null,null,null,null,null,null,null,null,null,null,null,null,null,null,null,null,-1.2108246245784355,1.3818468244178819,null,null,-1.2742426329234628,5.0872458497387392,null,null,null,null,null,null,-1.2659218521534632,6.1287742922393864,null,null,null,null,null,null,null,null,null,null,null,null,null,null,null,null,null,null,null,null,null,null,null,null,null,null,null,null,null,null,null,null,null,null,null,null,null,null,-1.253155468287257,-1.2438905303484262,null,null,null,null,null,null,null,null,null,null,null,null,null,null,null,null,null,null,null,null,null,null,null,null,null,null,-1.2031526552000555,1.394413609024203,null,null,-1.2674472458990629,5.1009123462152504,null,null,null,null,null,null,-1.2599345361365728,6.1295465597415912]
[619,"2012-03-18T09:00:00",61.160466142690908,0,0,61.160466142690908,{"$f":"F636/'Refrigeration & Weather'!$C$22","v":27.487849951771199},{"$f":"G636*3*'Refrigeration & Weather'!$C$23","v":20.6158874638284},null,null,null,null,null,null,null,null,null,null,null,null,null,null,null,null,null,null,null,null,-1.24933760124236,-0.33699215376425551,null,null,null,null,null,null,null,null,null,null,null,null,null,null,null,null,null,null,null,null,null,null,null,null,null,null,-1.2132835362291976,1.3625630799944335,null,null,-1.2501462884738863,5.1215962522668246,null,null,null,null,null,null,-1.2617030074944837,6.1264279482900097,null,null,null,null,null,null,null,null,null,null,null,null,null,null,null,null,null,null,null,null,null,null,null,null,null,null,null,null,null,null,null,null,null,null,null,null,null,null,-1.2622101313396368,-0.34651856658213531,null,null,null,null,null,null,null,null,null,null,null,null,null,null,null,null,null,null,null,null,null,null,null,null,null,null,-1.2080762660559097,1.3712182155634076,null,null,-1.2723724094554529,5.0836431507997037,null,null,null,null,null,null,-1.2630403092693541,6.1200647829648789,null,null,null,null,null,null,null,null,null,null,null,null,null,null,null,null,null,null,null,null,null,null,null,null,null,null,null,null,null,null,null,null,null,null,null,null,null,null,-1.2534420880319659,-0.33961221746838133,null,null,null,null,null,null,null,null,null,null,null,null,null,null,null,null,null,null,null,null,null,null,null,null,null,null,-1.2106465414247356,1.3685356329446767,null,null,-1.2800016819862461,5.0690568972206531,null,null,null,null,null,null,-1.2610270287806882,6.1230648283531242,null,null,null,null,null,null,null,null,null,null,null,null,null,null,null,null,null,null,null,null,null,null,null,null,null,null,null,null,null,null,null,null,null,null,null,null,null,null,-1.2584485967358696,-0.34650326070761273,null,null,null,null,null,null,null,null,null,null,null,null,null,null,null,null,null,null,null,null,null,null,null,null,null,null,-1.2175852004921639,1.3564563494677948,null,null,-1.2774559837729902,5.0738811971054218,null,null,null,null,null,null,-1.2688725894777462,6.1193706460527029,null,null,null,null,null,null,null,null,null,null,null,null,null,null,null,null,null,null,null,null,null,null,null,null,null,null,null,null,null,null,null,null,null,null,null,null,null,null,-1.2563734348769373,-0.33964153146704312,null,null,null,null,null,null,null,null,null,null,null,null,null,null,null,null,null,null,null,null,null,null,null,null,null,null,-1.2103056687459672,1.3678282490418554,null,null,-1.2710806688742309,5.0859048665732312,null,null,null,null,null,null,-1.2629104106133853,6.1201217760416302]
[623,"2012-03-18T21:00:00",29.501904093590166,0,0,29.501904093590166,{"$f":"F640/'Refrigeration & Weather'!$C$22","v":13.259282738692212},{"$f":"G640*3*'Refrigeration & Weather'!$C$23","v":9.9444620540191586},null,null,null,null,null,null,null,null,null,null,null,null,null,null,null,null,null,null,null,null,-1.2543565981085409,-0.48353711876152516,null,null,null,null,null,null,null,null,null,null,null,null,null,null,null,null,null,null,null,null,null,null,null,null,null,null,-1.2249870178785873,1.321562780915529,null,null,-1.258238190189175,5.0914533261174322,null,null,null,null,null,null,null,null,null,null,null,null,null,null,null,null,null,null,null,null,null,null,null,null,null,null,null,null,null,null,null,null,null,null,null,null,null,null,null,null,null,null,null,null,null,null,-1.26668912173927,-0.49105695024728041,null,null,null,null,null,null,null,null,null,null,null,null,null,null,null,null,null,null,null,null,null,null,null,null,null,null,-1.2203034226218346,1.3288908446283492,null,null,-1.2782398478855304,5.0611783033933939,null,null,null,null,null,null,null,null,null,null,null,null,null,null,null,null,null,null,null,null,null,null,null,null,null,null,null,null,null,null,null,null,null,null,null,null,null,null,null,null,null,null,null,null,null,null,-1.2583134506231375,-0.48558933293883116,null,null,null,null,null,null,null,null,null,null,null,null,null,null,null,null,null,null,null,null,null,null,null,null,null,null,-1.2227071116114734,1.3265090705712541,null,null,-1.2850225765796315,5.0497566516754944,null,null,null,null,null,null,null,null,null,null,null,null,null,null,null,null,null,null,null,null,null,null,null,null,null,null,null,null,null,null,null,null,null,null,null,null,null,null,null,null,null,null,null,null,null,null,-1.2629246007346819,-0.49109698460550882,null,null,null,null,null,null,null,null,null,null,null,null,null,null,null,null,null,null,null,null,null,null,null,null,null,null,-1.2289318958572963,1.3167211441394999,null,null,-1.2827556994591591,5.0535043319291484,null,null,null,null,null,null,null,null,null,null,null,null,null,null,null,null,null,null,null,null,null,null,null,null,null,null,null,null,null,null,null,null,null,null,null,null,null,null,null,null,null,null,null,null,null,null,-1.2612489354725724,-0.48549716634182599,null,null,null,null,null,null,null,null,null,null,null,null,null,null,null,null,null,null,null,null,null,null,null,null,null,null,-1.2223317007822005,1.326123959204669,null,null,-1.2770806197824986,5.0629812339103699]
[626,"2012-03-19T06:00:00",-7.9601924750300208,0,0,-7.9601924750300208,{"$f":"F643/'Refrigeration & Weather'!$C$22","v":-3.577614595519111},{"$f":"G643*3*'Refrigeration & Weather'!$C$23","v":-2.683210946639333},null,null,null,null,null,null,null,null,null,null,null,null,null,null,null,null,null,null,null,null,null,null,null,null,null,null,null,null,null,null,null,null,null,null,null,null,null,null,null,null,null,null,null,null,null,null,null,null,null,null,null,null,-1.2631794872912108,-1.5684239530566182,null,null,null,null,null,null,null,null,null,null,null,null,null,null,null,null,null,null,null,null,null,null,null,null,null,null,null,null,null,null,null,null,null,null,null,null,null,null,null,null,null,null,null,null,null,null,null,null,null,null,null,null,null,null,null,null,null,null,null,null,null,null,null,null,null,null,null,null,null,null,null,null,null,null,null,null,null,null,-1.2818034658686901,-1.5942907926271834,null,null,null,null,null,null,null,null,null,null,null,null,null,null,null,null,null,null,null,null,null,null,null,null,null,null,null,null,null,null,null,null,null,null,null,null,null,null,null,null,null,null,null,null,null,null,null,null,null,null,null,null,null,null,null,null,null,null,null,null,null,null,null,null,null,null,null,null,null,null,null,null,null,null,null,null,null,null,-1.2880696696126852,-1.6039378901272201,null,null,null,null,null,null,null,null,null,null,null,null,null,null,null,null,null,null,null,null,null,null,null,null,null,null,null,null,null,null,null,null,null,null,null,null,null,null,null,null,null,null,null,null,null,null,null,null,null,null,null,null,null,null,null,null,null,null,null,null,null,null,null,null,null,null,null,null,null,null,null,null,null,null,null,null,null,null,-1.2859718033434577,-1.6007888710265441,null,null,null,null,null,null,null,null,null,null,null,null,null,null,null,null,null,null,null,null,null,null,null,null,null,null,null,null,null,null,null,null,null,null,null,null,null,null,null,null,null,null,null,null,null,null,null,null,null,null,null,null,null,null,null,null,null,null,null,null,null,null,null,null,null,null,null,null,null,null,null,null,null,null,null,null,null,null,-1.2807262636103534,-1.592750968192455]
[628,"2012-03-19T12:00:00",-7.9953332711680325,0,0,-7.9953332711680325,{"$f":"F645/'Refrigeration & Weather'!$C$22","v":-3.5934082117609139},{"$f":"G645*3*'Refrigeration & Weather'!$C$23","v":-2.6950561588206856},null,null,null,null,null,null,null,null,null,null,null,null,null,null,null,null,null,null,null,null,null,null,null,null,null,null,null,null,null,null,null,null,null,null,null,null,null,null,null,null,null,null,null,null,null,null,null,null,null,null,null,null,-1.2660523791587441,-1.5777122888481885,null,null,null,null,null,null,null,null,null,null,null,null,null,null,null,null,null,null,null,null,null,null,null,null,null,null,null,null,null,null,null,null,null,null,null,null,null,null,null,null,null,null,null,null,null,null,null,null,null,null,null,null,null,null,null,null,null,null,null,null,null,null,null,null,null,null,null,null,null,null,null,null,null,null,null,null,null,null,-1.2838685602062236,-1.6011228739992904,null,null,null,null,null,null,null,null,null,null,null,null,null,null,null,null,null,null,null,null,null,null,null,null,null,null,null,null,null,null,null,null,null,null,null,null,null,null,null,null,null,null,null,null,null,null,null,null,null,null,null,null,null,null,null,null,null,null,null,null,null,null,null,null,null,null,null,null,null,null,null,null,null,null,null,null,null,null,-1.2898346341576516,-1.6097952214985123,null,null,null,null,null,null,null,null,null,null,null,null,null,null,null,null,null,null,null,null,null,null,null,null,null,null,null,null,null,null,null,null,null,null,null,null,null,null,null,null,null,null,null,null,null,null,null,null,null,null,null,null,null,null,null,null,null,null,null,null,null,null,null,null,null,null,null,null,null,null,null,null,null,null,null,null,null,null,-1.287834563199872,-1.6069733405400271,null,null,null,null,null,null,null,null,null,null,null,null,null,null,null,null,null,null,null,null,null,null,null,null,null,null,null,null,null,null,null,null,null,null,null,null,null,null,null,null,null,null,null,null,null,null,null,null,null,null,null,null,null,null,null,null,null,null,null,null,null,null,null,null,null,null,null,null,null,null,null,null,null,null,null,null,null,null,-1.2828394397439637,-1.5997295462820142]
[629,"2012-03-19T15:00:00",25.203836958257686,0,0,25.203836958257686,{"$f":"F646/'Refrigeration & Weather'!$C$22","v":11.327567172250648},{"$f":"G646*3*'Refrigeration & Weather'!$C$23","v":8.4956753791879862},null,null,null,null,null,null,null,null,null,null,null,null,null,null,null,null,null,null,null,null,null,null,null,null,null,null,null,null,null,null,null,null,null,null,null,null,null,null,null,null,null,null,null,null,null,null,null,null,null,null,null,null,-1.2673803027899935,5.0611037342093672,null,null,null,null,null,null,null,null,null,null,null,null,null,null,null,null,null,null,null,null,null,null,null,null,null,null,null,null,null,null,null,null,null,null,null,null,null,null,null,null,null,null,null,null,null,null,null,null,null,null,null,null,null,null,null,null,null,null,null,null,null,null,null,null,null,null,null,null,null,null,null,null,null,null,null,null,null,null,-1.2848213970571327,5.0388006202527311,null,null,null,null,null,null,null,null,null,null,null,null,null,null,null,null,null,null,null,null,null,null,null,null,null,null,null,null,null,null,null,null,null,null,null,null,null,null,null,null,null,null,null,null,null,null,null,null,null,null,null,null,null,null,null,null,null,null,null,null,null,null,null,null,null,null,null,null,null,null,null,null,null,null,null,null,null,null,-1.290648793512043,5.0305643727770226,null,null,null,null,null,null,null,null,null,null,null,null,null,null,null,null,null,null,null,null,null,null,null,null,null,null,null,null,null,null,null,null,null,null,null,null,null,null,null,null,null,null,null,null,null,null,null,null,null,null,null,null,null,null,null,null,null,null,null,null,null,null,null,null,null,null,null,null,null,null,null,null,null,null,null,null,null,null,-1.2886938041430751,5.0332403080499253,null,null,null,null,null,null,null,null,null,null,null,null,null,null,null,null,null,null,null,null,null,null,null,null,null,null,null,null,null,null,null,null,null,null,null,null,null,null,null,null,null,null,null,null,null,null,null,null,null,null,null,null,null,null,null,null,null,null,null,null,null,null,null,null,null,null,null,null,null,null,null,null,null,null,null,null,null,null,-1.2838145994489867,5.0401279229686393]
[632,"2012-03-20",0,0,0,0,{"$f":"F649/'Refrigeration & Weather'!$C$22","v":0},{"$f":"G649*3*'Refrigeration & Weather'!$C$23","v":0}]
[635,"2012-03-20T09:00:00",0,0,0,0,{"$f":"F652/'Refrigeration & Weather'!$C$22","v":0},{"$f":"G652*3*'Refrigeration & Weather'!$C$23","v":0}]
[638,"2012-03-20T18:00:00",0,0,0,0,{"$f":"F655/'Refrigeration & Weather'!$C$22","v":0},{"$f":"G655*3*'Refrigeration & Weather'!$C$23","v":0}]
[641,"2012-03-21T03:00:00",0,{"$f":"K658+O658+S658+W658+AA658+AE658+AI658+AM658+AQ658+AU658+AY658+BC658+BG658+BK658+BO658+BS658+BW658+CA658+CE658+CI658+CM658+CQ658+CU658+CY658+DC658+DG658+DK658+DO658+DS658+DW658+EA658+EE658+EI658+EM658+EQ658+EU658+EY658+FC658+FG658+FK658+FO658+FS658+FW658+GA658+GE658+GI658+GM658+GQ658+GU658+GY658+HC658+HG658+HK658+HO658+HS658+HW658+IA658+IE658+II658+IM658+IQ658+IU658+IY658+JC658+JG658+JK658+JO658+JS658+JW658+KA658+KE658+KI658+KM658+KQ658+KU658+KY658+LC658+LG658+LK658+LO658+LS658+LW658+MA658+ME658+MI658+MM658+MQ658+MU658+MY658+NC658+NG658+NK658+NO658+NS658+NW658+OA658+OE658+OI658+OM658+OQ658","v":0},{"$f":"L658+P658+T658+X658+AB658+AF658+AJ658+AN658+AR658+AV658+AZ658+BD658+BH658+BL658+BP658+BT658+BX658+CB658+CF658+CJ658+CN658+CR658+CV658+CZ658+DD658+DH658+DL658+DP658+DT658+DX658+EB658+EF658+EJ658+EN658+ER658+EV658+EZ658+FD658+FH658+FL658+FP658+FT658+FX658+GB658+GF658+GJ658+GN658+GR658+GV658+GZ658+HD658+HH658+HL658+HP658+HT658+HX658+IB658+IF658+IJ658+IN658+IR658+IV658+IZ658+JD658+JH658+JL658+JP658+JT658+JX658+KB658+KF658+KJ658+KN658+KR658+KV658+KZ658+LD658+LH658+LL658+LP658+LT658+LX658+MB658+MF658+MJ658+MN658+MR658+MV658+MZ658+ND658+NH658+NL658+NP658+NT658+NX658+OB658+OF658+OJ658+ON658+OR658","v":0},{"$f":"SUM(C658:E658)","v":0},{"$f":"F658/'Refrigeration & Weather'!$C$22","v":0},{"$f":"G658*3*'Refrigeration & Weather'!$C$23","v":0}]
[644,"2012-03-21T12:00:00",0,0,0,0,{"$f":"F661/'Refrigeration & Weather'!$C$22","v":0},{"$f":"G661*3*'Refrigeration & Weather'!$C$23","v":0}]
[647,"2012-03-21T21:00:00",0,0,0,0,{"$f":"F664/'Refrigeration & Weather'!$C$22","v":0},{"$f":"G664*3*'Refrigeration & Weather'!$C$23","v":0}]
[650,"2012-03-22T06:00:00",0,0,0,0,{"$f":"F667/'Refrigeration & Weather'!$C$22","v":0},{"$f":"G667*3*'Refrigeration & Weather'!$C$23","v":0}]
[651,"2012-03-22T09:00:00",0,0,0,0,{"$f":"F668/'Refrigeration & Weather'!$C$22","v":0},{"$f":"G668*3*'Refrigeration & Weather'!$C$23","v":0}]
[653,"2012-03-22T15:00:00",0,0,0,0,{"$f":"F670/'Refrigeration & Weather'!$C$22","v":0},{"$f":"G670*3*'Refrigeration & Weather'!$C$23","v":0}]
[656,"2012-03-23",0,0,0,0,{"$f":"F673/'Refrigeration & Weather'!$C$22","v":0},{"$f":"G673*3*'Refrigeration & Weather'!$C$23","v":0}]
[660,"2012-03-23T12:00:00",0,0,0,0,{"$f":"F677/'Refrigeration & Weather'!$C$22","v":0},{"$f":"G677*3*'Refrigeration & Weather'!$C$23","v":0}]
[662,"2012-03-23T18:00:00",0,0,0,0,{"$f":"F679/'Refrigeration & Weather'!$C$22","v":0},{"$f":"G679*3*'Refrigeration & Weather'!$C$23","v":0}]
[666,"2012-03-24T06:00:00",0,0,0,0,{"$f":"F683/'Refrigeration & Weather'!$C$22","v":0},{"$f":"G683*3*'Refrigeration & Weather'!$C$23","v":0}]
[669,"2012-03-24T15:00:00",0,0,0,0,{"$f":"F686/'Refrigeration & Weather'!$C$22","v":0},{"$f":"G686*3*'Refrigeration & Weather'!$C$23","v":0}]
[671,"2012-03-24T21:00:00",0,0,0,0,{"$f":"F688/'Refrigeration & Weather'!$C$22","v":0},{"$f":"G688*3*'Refrigeration & Weather'!$C$23","v":0}]
[672,"2012-03-25",0,0,0,0,{"$f":"F689/'Refrigeration & Weather'!$C$22","v":0},{"$f":"G689*3*'Refrigeration & Weather'!$C$23","v":0}]
[675,"2012-03-25T09:00:00",0,0,0,0,{"$f":"F692/'Refrigeration & Weather'!$C$22","v":0},{"$f":"G692*3*'Refrigeration & Weather'!$C$23","v":0}]
[678,"2012-03-25T18:00:00",0,0,0,0,{"$f":"F695/'Refrigeration & Weather'!$C$22","v":0},{"$f":"G695*3*'Refrigeration & Weather'!$C$23","v":0}]
[681,"2012-03-26T03:00:00",0,0,0,0,{"$f":"F698/'Refrigeration & Weather'!$C$22","v":0},{"$f":"G698*3*'Refrigeration & Weather'!$C$23","v":0}]
[684,"2012-03-26T12:00:00",0,0,0,0,{"$f":"F701/'Refrigeration & Weather'!$C$22","v":0},{"$f":"G701*3*'Refrigeration & Weather'!$C$23","v":0}]
[687,"2012-03-26T21:00:00",0,0,0,0,{"$f":"F704/'Refrigeration & Weather'!$C$22","v":0},{"$f":"G704*3*'Refrigeration & Weather'!$C$23","v":0}]
[690,"2012-03-27T06:00:00",0,0,0,0,{"$f":"F707/'Refrigeration & Weather'!$C$22","v":0},{"$f":"G707*3*'Refrigeration & Weather'!$C$23","v":0}]
[693,"2012-03-27T15:00:00",0,0,0,0,{"$f":"F710/'Refrigeration & Weather'!$C$22","v":0},{"$f":"G710*3*'Refrigeration & Weather'!$C$23","v":0}]
[694,"2012-03-27T18:00:00",0,0,0,0,{"$f":"F711/'Refrigeration & Weather'!$C$22","v":0},{"$f":"G711*3*'Refrigeration & Weather'!$C$23","v":0}]
[698,"2012-03-28T06:00:00",0,0,0,0,{"$f":"F715/'Refrigeration & Weather'!$C$22","v":0},{"$f":"G715*3*'Refrigeration & Weather'!$C$23","v":0}]
[700,"2012-03-28T12:00:00",0,0,0,0,{"$f":"F717/'Refrigeration & Weather'!$C$22","v":0},{"$f":"G717*3*'Refrigeration & Weather'!$C$23","v":0}]
[703,"2012-03-28T21:00:00",0,0,0,0,{"$f":"F720/'Refrigeration & Weather'!$C$22","v":0},{"$f":"G720*3*'Refrigeration & Weather'!$C$23","v":0}]
[705,"2012-03-29T03:00:00",0,{"$f":"K722+O722+S722+W722+AA722+AE722+AI722+AM722+AQ722+AU722+AY722+BC722+BG722+BK722+BO722+BS722+BW722+CA722+CE722+CI722+CM722+CQ722+CU722+CY722+DC722+DG722+DK722+DO722+DS722+DW722+EA722+EE722+EI722+EM722+EQ722+EU722+EY722+FC722+FG722+FK722+FO722+FS722+FW722+GA722+GE722+GI722+GM722+GQ722+GU722+GY722+HC722+HG722+HK722+HO722+HS722+HW722+IA722+IE722+II722+IM722+IQ722+IU722+IY722+JC722+JG722+JK722+JO722+JS722+JW722+KA722+KE722+KI722+KM722+KQ722+KU722+KY722+LC722+LG722+LK722+LO722+LS722+LW722+MA722+ME722+MI722+MM722+MQ722+MU722+MY722+NC722+NG722+NK722+NO722+NS722+NW722+OA722+OE722+OI722+OM722+OQ722","v":0},{"$f":"L722+P722+T722+X722+AB722+AF722+AJ722+AN722+AR722+AV722+AZ722+BD722+BH722+BL722+BP722+BT722+BX722+CB722+CF722+CJ722+CN722+CR722+CV722+CZ722+DD722+DH722+DL722+DP722+DT722+DX722+EB722+EF722+EJ722+EN722+ER722+EV722+EZ722+FD722+FH722+FL722+FP722+FT722+FX722+GB722+GF722+GJ722+GN722+GR722+GV722+GZ722+HD722+HH722+HL722+HP722+HT722+HX722+IB722+IF722+IJ722+IN722+IR722+IV722+IZ722+JD722+JH722+JL722+JP722+JT722+JX722+KB722+KF722+KJ722+KN722+KR722+KV722+KZ722+LD722+LH722+LL722+LP722+LT722+LX722+MB722+MF722+MJ722+MN722+MR722+MV722+MZ722+ND722+NH722+NL722+NP722+NT722+NX722+OB722+OF722+OJ722+ON722+OR722","v":0},{"$f":"SUM(C722:E722)","v":0},{"$f":"F722/'Refrigeration & Weather'!$C$22","v":0},{"$f":"G722*3*'Refrigeration & Weather'!$C$23","v":0}]
[709,"2012-03-29T15:00:00",0,0,0,0,{"$f":"F726/'Refrigeration & Weather'!$C$22","v":0},{"$f":"G726*3*'Refrigeration & Weather'!$C$23","v":0}]
[712,"2012-03-30",0,0,0,0,{"$f":"F729/'Refrigeration & Weather'!$C$22","v":0},{"$f":"G729*3*'Refrigeration & Weather'!$C$23","v":0}]
[714,"2012-03-30T06:00:00",0,0,0,0,{"$f":"F731/'Refrigeration & Weather'!$C$22","v":0},{"$f":"G731*3*'Refrigeration & Weather'!$C$23","v":0}]
[715,"2012-03-30T09:00:00",0,0,0,0,{"$f":"F732/'Refrigeration & Weather'!$C$22","v":0},{"$f":"G732*3*'Refrigeration & Weather'!$C$23","v":0}]
[718,"2012-03-30T18:00:00",0,0,0,0,{"$f":"F735/'Refrigeration & Weather'!$C$22","v":0},{"$f":"G735*3*'Refrigeration & Weather'!$C$23","v":0}]
[721,"2012-03-31T03:00:00",0,0,0,0,{"$f":"F738/'Refrigeration & Weather'!$C$22","v":0},{"$f":"G738*3*'Refrigeration & Weather'!$C$23","v":0}]
[724,"2012-03-31T12:00:00",0,0,0,0,{"$f":"F741/'Refrigeration & Weather'!$C$22","v":0},{"$f":"G741*3*'Refrigeration & Weather'!$C$23","v":0}]
[727,"2012-03-31T21:00:00",0,0,0,0,{"$f":"F744/'Refrigeration & Weather'!$C$22","v":0},{"$f":"G744*3*'Refrigeration & Weather'!$C$23","v":0}]
[731,"2012-04-01T09:00:00",0,0,0,0,{"$f":"F748/'Refrigeration & Weather'!$C$22","v":0},{"$f":"G748*3*'Refrigeration & Weather'!$C$23","v":0}]
[732,"2012-04-01T12:00:00",0,0,0,0,{"$f":"F749/'Refrigeration & Weather'!$C$22","v":0},{"$f":"G749*3*'Refrigeration & Weather'!$C$23","v":0}]
[734,"2012-04-01T18:00:00",0,0,0,0,{"$f":"F751/'Refrigeration & Weather'!$C$22","v":0},{"$f":"G751*3*'Refrigeration & Weather'!$C$23","v":0}]
[737,"2012-04-02T03:00:00",0,0,0,0,{"$f":"F754/'Refrigeration & Weather'!$C$22","v":0},{"$f":"G754*3*'Refrigeration & Weather'!$C$23","v":0}]
[741,"2012-04-02T15:00:00",0,0,0,0,{"$f":"F758/'Refrigeration & Weather'!$C$22","v":0},{"$f":"G758*3*'Refrigeration & Weather'!$C$23","v":0}]
[743,"2012-04-02T21:00:00",0,0,0,0,{"$f":"F760/'Refrigeration & Weather'!$C$22","v":0},{"$f":"G760*3*'Refrigeration & Weather'!$C$23","v":0}]
[746,"2012-04-03T06:00:00",0,0,0,0,{"$f":"F763/'Refrigeration & Weather'!$C$22","v":0},{"$f":"G763*3*'Refrigeration & Weather'!$C$23","v":0}]
[748,"2012-04-03T12:00:00",0,0,0,0,{"$f":"F765/'Refrigeration & Weather'!$C$22","v":0},{"$f":"G765*3*'Refrigeration & Weather'!$C$23","v":0}]
[752,"2012-04-04",0,0,0,0,{"$f":"F769/'Refrigeration & Weather'!$C$22","v":0},{"$f":"G769*3*'Refrigeration & Weather'!$C$23","v":0}]
[755,"2012-04-04T09:00:00",0,0,0,0,{"$f":"F772/'Refrigeration & Weather'!$C$22","v":0},{"$f":"G772*3*'Refrigeration & Weather'!$C$23","v":0}]
[757,"2012-04-04T15:00:00",0,0,0,0,{"$f":"F774/'Refrigeration & Weather'!$C$22","v":0},{"$f":"G774*3*'Refrigeration & Weather'!$C$23","v":0}]
[758,"2012-04-04T18:00:00",0,0,0,0,{"$f":"F775/'Refrigeration & Weather'!$C$22","v":0},{"$f":"G775*3*'Refrigeration & Weather'!$C$23","v":0}]
[761,"2012-04-05T03:00:00",0,0,0,0,{"$f":"F778/'Refrigeration & Weather'!$C$22","v":0},{"$f":"G778*3*'Refrigeration & Weather'!$C$23","v":0}]
[765,"2012-04-05T15:00:00",0,0,0,0,{"$f":"F782/'Refrigeration & Weather'!$C$22","v":0},{"$f":"G782*3*'Refrigeration & Weather'!$C$23","v":0}]
[768,"2012-04-06",{"$f":"J785+N785+R785+V785+Z785+AD785+AH785+AL785+AP785+AT785+AX785+BB785+BF785+BJ785+BN785+BR785+BV785+BZ785+CD785+CH785+CL785+CP785+CT785+CX785+DB785+DF785+DJ785+DN785+DR785+DV785+DZ785+ED785+EH785+EL785+EP785+ET785+EX785+FB785+FF785+FJ785+FN785+FR785+FV785+FZ785+GD785+GH785+GL785+GP785+GT785+GX785+HB785+HF785+HJ785+HN785+HR785+HV785+HZ785+ID785+IH785+IL785+IP785+IT785+IX785+JB785+JF785+JJ785+JN785+JR785+JV785+JZ785+KD785+KH785+KL785+KP785+KT785+KX785+LB785+LF785+LJ785+LN785+LR785+LV785+LZ785+MD785+MH785+ML785+MP785+MT785+MX785+NB785+NF785+NJ785+NN785+NR785+NV785+NZ785+OD785+OH785+OL785+OP785","v":0},0,0,0,{"$f":"F785/'Refrigeration & Weather'!$C$22","v":0},{"$f":"G785*3*'Refrigeration & Weather'!$C$23","v":0}]
[771,{"$f":"B787+1/8","v":"2012-04-06T09:00:00"},0,0,0,0,{"$f":"F788/'Refrigeration & Weather'!$C$22","v":0},{"$f":"G788*3*'Refrigeration & Weather'!$C$23","v":0}]
[774,"2012-04-06T18:00:00",0,0,0,0,{"$f":"F791/'Refrigeration & Weather'!$C$22","v":0},{"$f":"G791*3*'Refrigeration & Weather'!$C$23","v":0}]
[775,"2012-04-06T21:00:00",0,0,0,0,{"$f":"F792/'Refrigeration & Weather'!$C$22","v":0},{"$f":"G792*3*'Refrigeration & Weather'!$C$23","v":0}]
[777,"2012-04-07T03:00:00",0,0,0,0,{"$f":"F794/'Refrigeration & Weather'!$C$22","v":0},{"$f":"G794*3*'Refrigeration & Weather'!$C$23","v":0}]
[780,"2012-04-07T12:00:00",0,0,0,0,{"$f":"F797/'Refrigeration & Weather'!$C$22","v":0},{"$f":"G797*3*'Refrigeration & Weather'!$C$23","v":0}]
[784,"2012-04-08",0,0,0,0,{"$f":"F801/'Refrigeration & Weather'!$C$22","v":0},{"$f":"G801*3*'Refrigeration & Weather'!$C$23","v":0}]
[786,"2012-04-08T06:00:00",0,0,0,0,{"$f":"F803/'Refrigeration & Weather'!$C$22","v":0},{"$f":"G803*3*'Refrigeration & Weather'!$C$23","v":0}]
[789,"2012-04-08T15:00:00",0,0,0,0,{"$f":"F806/'Refrigeration & Weather'!$C$22","v":0},{"$f":"G806*3*'Refrigeration & Weather'!$C$23","v":0}]
[791,"2012-04-08T21:00:00",0,0,0,0,{"$f":"F808/'Refrigeration & Weather'!$C$22","v":0},{"$f":"G808*3*'Refrigeration & Weather'!$C$23","v":0}]
[795,"2012-04-09T09:00:00",0,0,0,0,{"$f":"F812/'Refrigeration & Weather'!$C$22","v":0},{"$f":"G812*3*'Refrigeration & Weather'!$C$23","v":0}]
[798,"2012-04-09T18:00:00",0,0,0,0,{"$f":"F815/'Refrigeration & Weather'!$C$22","v":0},{"$f":"G815*3*'Refrigeration & Weather'!$C$23","v":0}]
[799,"2012-04-09T21:00:00",0,0,0,0,{"$f":"F816/'Refrigeration & Weather'!$C$22","v":0},{"$f":"G816*3*'Refrigeration & Weather'!$C$23","v":0}]
[802,"2012-04-10T06:00:00",0,0,0,0,{"$f":"F819/'Refrigeration & Weather'!$C$22","v":0},{"$f":"G819*3*'Refrigeration & Weather'!$C$23","v":0}]
[804,"2012-04-10T12:00:00",0,0,0,0,{"$f":"F821/'Refrigeration & Weather'!$C$22","v":0},{"$f":"G821*3*'Refrigeration & Weather'!$C$23","v":0}]
[808,"2012-04-11",0,0,0,0,{"$f":"F825/'Refrigeration & Weather'!$C$22","v":0},{"$f":"G825*3*'Refrigeration & Weather'!$C$23","v":0}]
[811,"2012-04-11T09:00:00",0,0,0,0,{"$f":"F828/'Refrigeration & Weather'!$C$22","v":0},{"$f":"G828*3*'Refrigeration & Weather'!$C$23","v":0}]
[814,"2012-04-11T18:00:00",0,0,0,0,{"$f":"F831/'Refrigeration & Weather'!$C$22","v":0},{"$f":"G831*3*'Refrigeration & Weather'!$C$23","v":0}]
[817,"2012-04-12T03:00:00",0,0,0,0,{"$f":"F834/'Refrigeration & Weather'!$C$22","v":0},{"$f":"G834*3*'Refrigeration & Weather'!$C$23","v":0}]
[818,"2012-04-12T06:00:00",0,0,0,0,{"$f":"F835/'Refrigeration & Weather'!$C$22","v":0},{"$f":"G835*3*'Refrigeration & Weather'!$C$23","v":0}]
[820,"2012-04-12T12:00:00",0,0,0,0,{"$f":"F837/'Refrigeration & Weather'!$C$22","v":0},{"$f":"G837*3*'Refrigeration & Weather'!$C$23","v":0}]
[823,"2012-04-12T21:00:00",0,0,0,0,{"$f":"F840/'Refrigeration & Weather'!$C$22","v":0},{"$f":"G840*3*'Refrigeration & Weather'!$C$23","v":0}]
[827,"2012-04-13T09:00:00",0,0,0,0,{"$f":"F844/'Refrigeration & Weather'!$C$22","v":0},{"$f":"G844*3*'Refrigeration & Weather'!$C$23","v":0}]
[829,"2012-04-13T15:00:00",0,0,0,0,{"$f":"F846/'Refrigeration & Weather'!$C$22","v":0},{"$f":"G846*3*'Refrigeration & Weather'!$C$23","v":0}]
[832,"2012-04-14",{"$f":"J849+N849+R849+V849+Z849+AD849+AH849+AL849+AP849+AT849+AX849+BB849+BF849+BJ849+BN849+BR849+BV849+BZ849+CD849+CH849+CL849+CP849+CT849+CX849+DB849+DF849+DJ849+DN849+DR849+DV849+DZ849+ED849+EH849+EL849+EP849+ET849+EX849+FB849+FF849+FJ849+FN849+FR849+FV849+FZ849+GD849+GH849+GL849+GP849+GT849+GX849+HB849+HF849+HJ849+HN849+HR849+HV849+HZ849+ID849+IH849+IL849+IP849+IT849+IX849+JB849+JF849+JJ849+JN849+JR849+JV849+JZ849+KD849+KH849+KL849+KP849+KT849+KX849+LB849+LF849+LJ849+LN849+LR849+LV849+LZ849+MD849+MH849+ML849+MP849+MT849+MX849+NB849+NF849+NJ849+NN849+NR849+NV849+NZ849+OD849+OH849+OL849+OP849","v":0},0,0,0,{"$f":"F849/'Refrigeration & Weather'!$C$22","v":0},{"$f":"G849*3*'Refrigeration & Weather'!$C$23","v":0}]
[836,"2012-04-14T12:00:00",0,0,0,0,{"$f":"F853/'Refrigeration & Weather'!$C$22","v":0},{"$f":"G853*3*'Refrigeration & Weather'!$C$23","v":0}]
[838,"2012-04-14T18:00:00",0,0,0,0,{"$f":"F855/'Refrigeration & Weather'!$C$22","v":0},{"$f":"G855*3*'Refrigeration & Weather'!$C$23","v":0}]
[841,"2012-04-15T03:00:00",0,0,0,0,{"$f":"F858/'Refrigeration & Weather'!$C$22","v":0},{"$f":"G858*3*'Refrigeration & Weather'!$C$23","v":0}]
[842,"2012-04-15T06:00:00",0,0,0,0,{"$f":"F859/'Refrigeration & Weather'!$C$22","v":0},{"$f":"G859*3*'Refrigeration & Weather'!$C$23","v":0}]
[845,"2012-04-15T15:00:00",0,0,0,0,{"$f":"F862/'Refrigeration & Weather'!$C$22","v":0},{"$f":"G862*3*'Refrigeration & Weather'!$C$23","v":0}]
[848,"2012-04-16",0,0,0,0,{"$f":"F865/'Refrigeration & Weather'!$C$22","v":0},{"$f":"G865*3*'Refrigeration & Weather'!$C$23","v":0}]
[851,"2012-04-16T09:00:00",0,0,0,0,{"$f":"F868/'Refrigeration & Weather'!$C$22","v":0},{"$f":"G868*3*'Refrigeration & Weather'!$C$23","v":0}]
[854,"2012-04-16T18:00:00",0,0,0,0,{"$f":"F871/'Refrigeration & Weather'!$C$22","v":0},{"$f":"G871*3*'Refrigeration & Weather'!$C$23","v":0}]
[857,"2012-04-17T03:00:00",0,0,0,0,{"$f":"F874/'Refrigeration & Weather'!$C$22","v":0},{"$f":"G874*3*'Refrigeration & Weather'!$C$23","v":0}]
[860,"2012-04-17T12:00:00",0,0,0,0,{"$f":"F877/'Refrigeration & Weather'!$C$22","v":0},{"$f":"G877*3*'Refrigeration & Weather'!$C$23","v":0}]
[861,"2012-04-17T15:00:00",0,0,0,0,{"$f":"F878/'Refrigeration & Weather'!$C$22","v":0},{"$f":"G878*3*'Refrigeration & Weather'!$C$23","v":0}]
[863,"2012-04-17T21:00:00",0,0,0,0,{"$f":"F880/'Refrigeration & Weather'!$C$22","v":0},{"$f":"G880*3*'Refrigeration & Weather'!$C$23","v":0}]
[866,"2012-04-18T06:00:00",0,0,0,0,{"$f":"F883/'Refrigeration & Weather'!$C$22","v":0},{"$f":"G883*3*'Refrigeration & Weather'!$C$23","v":0}]
[870,"2012-04-18T18:00:00",0,0,0,0,{"$f":"F887/'Refrigeration & Weather'!$C$22","v":0},{"$f":"G887*3*'Refrigeration & Weather'!$C$23","v":0}]
[872,"2012-04-19",0,0,0,0,{"$f":"F889/'Refrigeration & Weather'!$C$22","v":0},{"$f":"G889*3*'Refrigeration & Weather'!$C$23","v":0}]
[875,"2012-04-19T09:00:00",0,0,0,0,{"$f":"F892/'Refrigeration & Weather'!$C$22","v":0},{"$f":"G892*3*'Refrigeration & Weather'!$C$23","v":0}]
[879,"2012-04-19T21:00:00",0,0,0,0,{"$f":"F896/'Refrigeration & Weather'!$C$22","v":0},{"$f":"G896*3*'Refrigeration & Weather'!$C$23","v":0}]
[881,"2012-04-20T03:00:00",0,0,0,0,{"$f":"F898/'Refrigeration & Weather'!$C$22","v":0},{"$f":"G898*3*'Refrigeration & Weather'!$C$23","v":0}]
[882,"2012-04-20T06:00:00",0,0,0,0,{"$f":"F899/'Refrigeration & Weather'!$C$22","v":0},{"$f":"G899*3*'Refrigeration & Weather'!$C$23","v":0}]
[885,"2012-04-20T15:00:00",0,0,0,0,{"$f":"F902/'Refrigeration & Weather'!$C$22","v":0},{"$f":"G902*3*'Refrigeration & Weather'!$C$23","v":0}]
[888,"2012-04-21",0,0,0,0,{"$f":"F905/'Refrigeration & Weather'!$C$22","v":0},{"$f":"G905*3*'Refrigeration & Weather'!$C$23","v":0}]
[891,"2012-04-21T09:00:00",0,0,0,0,{"$f":"F908/'Refrigeration & Weather'!$C$22","v":0},{"$f":"G908*3*'Refrigeration & Weather'!$C$23","v":0}]
[894,"2012-04-21T18:00:00",0,0,0,0,{"$f":"F911/'Refrigeration & Weather'!$C$22","v":0},{"$f":"G911*3*'Refrigeration & Weather'!$C$23","v":0}]
[897,"2012-04-22T03:00:00",0,{"$f":"K914+O914+S914+W914+AA914+AE914+AI914+AM914+AQ914+AU914+AY914+BC914+BG914+BK914+BO914+BS914+BW914+CA914+CE914+CI914+CM914+CQ914+CU914+CY914+DC914+DG914+DK914+DO914+DS914+DW914+EA914+EE914+EI914+EM914+EQ914+EU914+EY914+FC914+FG914+FK914+FO914+FS914+FW914+GA914+GE914+GI914+GM914+GQ914+GU914+GY914+HC914+HG914+HK914+HO914+HS914+HW914+IA914+IE914+II914+IM914+IQ914+IU914+IY914+JC914+JG914+JK914+JO914+JS914+JW914+KA914+KE914+KI914+KM914+KQ914+KU914+KY914+LC914+LG914+LK914+LO914+LS914+LW914+MA914+ME914+MI914+MM914+MQ914+MU914+MY914+NC914+NG914+NK914+NO914+NS914+NW914+OA914+OE914+OI914+OM914+OQ914","v":0},{"$f":"L914+P914+T914+X914+AB914+AF914+AJ914+AN914+AR914+AV914+AZ914+BD914+BH914+BL914+BP914+BT914+BX914+CB914+CF914+CJ914+CN914+CR914+CV914+CZ914+DD914+DH914+DL914+DP914+DT914+DX914+EB914+EF914+EJ914+EN914+ER914+EV914+EZ914+FD914+FH914+FL914+FP914+FT914+FX914+GB914+GF914+GJ914+GN914+GR914+GV914+GZ914+HD914+HH914+HL914+HP914+HT914+HX914+IB914+IF914+IJ914+IN914+IR914+IV914+IZ914+JD914+JH914+JL914+JP914+JT914+JX914+KB914+KF914+KJ914+KN914+KR914+KV914+KZ914+LD914+LH914+LL914+LP914+LT914+LX914+MB914+MF914+MJ914+MN914+MR914+MV914+MZ914+ND914+NH914+NL914+NP914+NT914+NX914+OB914+OF914+OJ914+ON914+OR914","v":0},{"$f":"SUM(C914:E914)","v":0},{"$f":"F914/'Refrigeration & Weather'!$C$22","v":0},{"$f":"G914*3*'Refrigeration & Weather'!$C$23","v":0}]
[900,"2012-04-22T12:00:00",0,0,0,0,{"$f":"F917/'Refrigeration & Weather'!$C$22","v":0},{"$f":"G917*3*'Refrigeration & Weather'!$C$23","v":0}]
[903,"2012-04-22T21:00:00",0,0,0,0,{"$f":"F920/'Refrigeration & Weather'!$C$22","v":0},{"$f":"G920*3*'Refrigeration & Weather'!$C$23","v":0}]
[904,"2012-04-23",0,0,0,0,{"$f":"F921/'Refrigeration & Weather'!$C$22","v":0},{"$f":"G921*3*'Refrigeration & Weather'!$C$23","v":0}]
[907,"2012-04-23T09:00:00",0,0,0,0,{"$f":"F924/'Refrigeration & Weather'!$C$22","v":0},{"$f":"G924*3*'Refrigeration & Weather'!$C$23","v":0}]
[908,"2012-04-23T12:00:00",0,0,0,0,{"$f":"F925/'Refrigeration & Weather'!$C$22","v":0},{"$f":"G925*3*'Refrigeration & Weather'!$C$23","v":0}]
[909,"2012-04-23T15:00:00",0,0,0,0,{"$f":"F926/'Refrigeration & Weather'!$C$22","v":0},{"$f":"G926*3*'Refrigeration & Weather'!$C$23","v":0}]
[910,"2012-04-23T18:00:00",0,0,0,0,{"$f":"F927/'Refrigeration & Weather'!$C$22","v":0},{"$f":"G927*3*'Refrigeration & Weather'!$C$23","v":0}]
[911,"2012-04-23T21:00:00",0,0,0,0,{"$f":"F928/'Refrigeration & Weather'!$C$22","v":0},{"$f":"G928*3*'Refrigeration & Weather'!$C$23","v":0}]
[912,"2012-04-24",0,0,0,0,{"$f":"F929/'Refrigeration & Weather'!$C$22","v":0},{"$f":"G929*3*'Refrigeration & Weather'!$C$23","v":0}]
[913,"2012-04-24T03:00:00",0,0,0,0,{"$f":"F930/'Refrigeration & Weather'!$C$22","v":0},{"$f":"G930*3*'Refrigeration & Weather'!$C$23","v":0}]
[914,"2012-04-24T06:00:00",0,0,0,0,{"$f":"F931/'Refrigeration & Weather'!$C$22","v":0},{"$f":"G931*3*'Refrigeration & Weather'!$C$23","v":0}]
[915,"2012-04-24T09:00:00",0,0,0,0,{"$f":"F932/'Refrigeration & Weather'!$C$22","v":0},{"$f":"G932*3*'Refrigeration & Weather'!$C$23","v":0}]
[916,"2012-04-24T12:00:00",0,0,0,0,{"$f":"F933/'Refrigeration & Weather'!$C$22","v":0},{"$f":"G933*3*'Refrigeration & Weather'!$C$23","v":0}]
[917,"2012-04-24T15:00:00",0,0,0,0,{"$f":"F934/'Refrigeration & Weather'!$C$22","v":0},{"$f":"G934*3*'Refrigeration & Weather'!$C$23","v":0}]
[918,"2012-04-24T18:00:00",0,0,0,0,{"$f":"F935/'Refrigeration & Weather'!$C$22","v":0},{"$f":"G935*3*'Refrigeration & Weather'!$C$23","v":0}]
[919,"2012-04-24T21:00:00",0,0,0,0,{"$f":"F936/'Refrigeration & Weather'!$C$22","v":0},{"$f":"G936*3*'Refrigeration & Weather'!$C$23","v":0}]
[920,"2012-04-25",0,0,0,0,{"$f":"F937/'Refrigeration & Weather'!$C$22","v":0},{"$f":"G937*3*'Refrigeration & Weather'!$C$23","v":0}]
[921,"2012-04-25T03:00:00",0,0,0,0,{"$f":"F938/'Refrigeration & Weather'!$C$22","v":0},{"$f":"G938*3*'Refrigeration & Weather'!$C$23","v":0}]
[922,"2012-04-25T06:00:00",0,0,0,0,{"$f":"F939/'Refrigeration & Weather'!$C$22","v":0},{"$f":"G939*3*'Refrigeration & Weather'!$C$23","v":0}]
[923,"2012-04-25T09:00:00",0,0,0,0,{"$f":"F940/'Refrigeration & Weather'!$C$22","v":0},{"$f":"G940*3*'Refrigeration & Weather'!$C$23","v":0}]
[924,"2012-04-25T12:00:00",0,0,0,0,{"$f":"F941/'Refrigeration & Weather'!$C$22","v":0},{"$f":"G941*3*'Refrigeration & Weather'!$C$23","v":0}]
[925,"2012-04-25T15:00:00",0,0,0,0,{"$f":"F942/'Refrigeration & Weather'!$C$22","v":0},{"$f":"G942*3*'Refrigeration & Weather'!$C$23","v":0}]
[926,"2012-04-25T18:00:00",0,0,0,0,{"$f":"F943/'Refrigeration & Weather'!$C$22","v":0},{"$f":"G943*3*'Refrigeration & Weather'!$C$23","v":0}]
[927,"2012-04-25T21:00:00",0,0,0,0,{"$f":"F944/'Refrigeration & Weather'!$C$22","v":0},{"$f":"G944*3*'Refrigeration & Weather'!$C$23","v":0}]
[928,"2012-04-26",0,0,0,0,{"$f":"F945/'Refrigeration & Weather'!$C$22","v":0},{"$f":"G945*3*'Refrigeration & Weather'!$C$23","v":0}]
[929,"2012-04-26T03:00:00",0,0,0,0,{"$f":"F946/'Refrigeration & Weather'!$C$22","v":0},{"$f":"G946*3*'Refrigeration & Weather'!$C$23","v":0}]
[930,"2012-04-26T06:00:00",0,0,0,0,{"$f":"F947/'Refrigeration & Weather'!$C$22","v":0},{"$f":"G947*3*'Refrigeration & Weather'!$C$23","v":0}]
[931,"2012-04-26T09:00:00",0,0,0,0,{"$f":"F948/'Refrigeration & Weather'!$C$22","v":0},{"$f":"G948*3*'Refrigeration & Weather'!$C$23","v":0}]
[932,"2012-04-26T12:00:00",0,0,0,0,{"$f":"F949/'Refrigeration & Weather'!$C$22","v":0},{"$f":"G949*3*'Refrigeration & Weather'!$C$23","v":0}]
[933,"2012-04-26T15:00:00",0,0,0,0,{"$f":"F950/'Refrigeration & Weather'!$C$22","v":0},{"$f":"G950*3*'Refrigeration & Weather'!$C$23","v":0}]
[934,"2012-04-26T18:00:00",0,0,0,0,{"$f":"F951/'Refrigeration & Weather'!$C$22","v":0},{"$f":"G951*3*'Refrigeration & Weather'!$C$23","v":0}]
[935,"2012-04-26T21:00:00",0,0,0,0,{"$f":"F952/'Refrigeration & Weather'!$C$22","v":0},{"$f":"G952*3*'Refrigeration & Weather'!$C$23","v":0}]
[936,"2012-04-27",0,0,0,0,{"$f":"F953/'Refrigeration & Weather'!$C$22","v":0},{"$f":"G953*3*'Refrigeration & Weather'!$C$23","v":0}]
[937,"2012-04-27T03:00:00",0,0,0,0,{"$f":"F954/'Refrigeration & Weather'!$C$22","v":0},{"$f":"G954*3*'Refrigeration & Weather'!$C$23","v":0}]
[938,"2012-04-27T06:00:00",0,0,0,0,{"$f":"F955/'Refrigeration & Weather'!$C$22","v":0},{"$f":"G955*3*'Refrigeration & Weather'!$C$23","v":0}]
[939,"2012-04-27T09:00:00",0,0,0,0,{"$f":"F956/'Refrigeration & Weather'!$C$22","v":0},{"$f":"G956*3*'Refrigeration & Weather'!$C$23","v":0}]
[940,"2012-04-27T12:00:00",0,0,0,0,{"$f":"F957/'Refrigeration & Weather'!$C$22","v":0},{"$f":"G957*3*'Refrigeration & Weather'!$C$23","v":0}]
[941,"2012-04-27T15:00:00",0,0,0,0,{"$f":"F958/'Refrigeration & Weather'!$C$22","v":0},{"$f":"G958*3*'Refrigeration & Weather'!$C$23","v":0}]
[942,"2012-04-27T18:00:00",0,0,0,0,{"$f":"F959/'Refrigeration & Weather'!$C$22","v":0},{"$f":"G959*3*'Refrigeration & Weather'!$C$23","v":0}]
[943,"2012-04-27T21:00:00",0,0,0,0,{"$f":"F960/'Refrigeration & Weather'!$C$22","v":0},{"$f":"G960*3*'Refrigeration & Weather'!$C$23","v":0}]
[944,"2012-04-28",0,0,0,0,{"$f":"F961/'Refrigeration & Weather'!$C$22","v":0},{"$f":"G961*3*'Refrigeration & Weather'!$C$23","v":0}]
[945,"2012-04-28T03:00:00",0,0,0,0,{"$f":"F962/'Refrigeration & Weather'!$C$22","v":0},{"$f":"G962*3*'Refrigeration & Weather'!$C$23","v":0}]
[946,"2012-04-28T06:00:00",0,0,0,0,{"$f":"F963/'Refrigeration & Weather'!$C$22","v":0},{"$f":"G963*3*'Refrigeration & Weather'!$C$23","v":0}]
[947,"2012-04-28T09:00:00",0,0,0,0,{"$f":"F964/'Refrigeration & Weather'!$C$22","v":0},{"$f":"G964*3*'Refrigeration & Weather'!$C$23","v":0}]
[948,"2012-04-28T12:00:00",0,0,0,0,{"$f":"F965/'Refrigeration & Weather'!$C$22","v":0},{"$f":"G965*3*'Refrigeration & Weather'!$C$23","v":0}]
[949,"2012-04-28T15:00:00",0,0,0,0,{"$f":"F966/'Refrigeration & Weather'!$C$22","v":0},{"$f":"G966*3*'Refrigeration & Weather'!$C$23","v":0}]
[950,"2012-04-28T18:00:00",0,0,0,0,{"$f":"F967/'Refrigeration & Weather'!$C$22","v":0},{"$f":"G967*3*'Refrigeration & Weather'!$C$23","v":0}]
[951,"2012-04-28T21:00:00",0,0,0,0,{"$f":"F968/'Refrigeration & Weather'!$C$22","v":0},{"$f":"G968*3*'Refrigeration & Weather'!$C$23","v":0}]
[952,"2012-04-29",0,0,0,0,{"$f":"F969/'Refrigeration & Weather'!$C$22","v":0},{"$f":"G969*3*'Refrigeration & Weather'!$C$23","v":0}]
[953,"2012-04-29T03:00:00",0,0,0,0,{"$f":"F970/'Refrigeration & Weather'!$C$22","v":0},{"$f":"G970*3*'Refrigeration & Weather'!$C$23","v":0}]
[954,"2012-04-29T06:00:00",0,0,0,0,{"$f":"F971/'Refrigeration & Weather'!$C$22","v":0},{"$f":"G971*3*'Refrigeration & Weather'!$C$23","v":0}]
[955,"2012-04-29T09:00:00",0,0,0,0,{"$f":"F972/'Refrigeration & Weather'!$C$22","v":0},{"$f":"G972*3*'Refrigeration & Weather'!$C$23","v":0}]
[956,"2012-04-29T12:00:00",0,0,0,0,{"$f":"F973/'Refrigeration & Weather'!$C$22","v":0},{"$f":"G973*3*'Refrigeration & Weather'!$C$23","v":0}]
[957,"2012-04-29T15:00:00",0,0,0,0,{"$f":"F974/'Refrigeration & Weather'!$C$22","v":0},{"$f":"G974*3*'Refrigeration & Weather'!$C$23","v":0}]
[958,"2012-04-29T18:00:00",0,0,0,0,{"$f":"F975/'Refrigeration & Weather'!$C$22","v":0},{"$f":"G975*3*'Refrigeration & Weather'!$C$23","v":0}]
[959,"2012-04-29T21:00:00",0,0,0,0,{"$f":"F976/'Refrigeration & Weather'!$C$22","v":0},{"$f":"G976*3*'Refrigeration & Weather'!$C$23","v":0}]
[960,"2012-04-30",{"$f":"J977+N977+R977+V977+Z977+AD977+AH977+AL977+AP977+AT977+AX977+BB977+BF977+BJ977+BN977+BR977+BV977+BZ977+CD977+CH977+CL977+CP977+CT977+CX977+DB977+DF977+DJ977+DN977+DR977+DV977+DZ977+ED977+EH977+EL977+EP977+ET977+EX977+FB977+FF977+FJ977+FN977+FR977+FV977+FZ977+GD977+GH977+GL977+GP977+GT977+GX977+HB977+HF977+HJ977+HN977+HR977+HV977+HZ977+ID977+IH977+IL977+IP977+IT977+IX977+JB977+JF977+JJ977+JN977+JR977+JV977+JZ977+KD977+KH977+KL977+KP977+KT977+KX977+LB977+LF977+LJ977+LN977+LR977+LV977+LZ977+MD977+MH977+ML977+MP977+MT977+MX977+NB977+NF977+NJ977+NN977+NR977+NV977+NZ977+OD977+OH977+OL977+OP977","v":0},0,0,0,{"$f":"F977/'Refrigeration & Weather'!$C$22","v":0},{"$f":"G977*3*'Refrigeration & Weather'!$C$23","v":0}]
[961,"2012-04-30T03:00:00",0,{"$f":"K978+O978+S978+W978+AA978+AE978+AI978+AM978+AQ978+AU978+AY978+BC978+BG978+BK978+BO978+BS978+BW978+CA978+CE978+CI978+CM978+CQ978+CU978+CY978+DC978+DG978+DK978+DO978+DS978+DW978+EA978+EE978+EI978+EM978+EQ978+EU978+EY978+FC978+FG978+FK978+FO978+FS978+FW978+GA978+GE978+GI978+GM978+GQ978+GU978+GY978+HC978+HG978+HK978+HO978+HS978+HW978+IA978+IE978+II978+IM978+IQ978+IU978+IY978+JC978+JG978+JK978+JO978+JS978+JW978+KA978+KE978+KI978+KM978+KQ978+KU978+KY978+LC978+LG978+LK978+LO978+LS978+LW978+MA978+ME978+MI978+MM978+MQ978+MU978+MY978+NC978+NG978+NK978+NO978+NS978+NW978+OA978+OE978+OI978+OM978+OQ978","v":0},{"$f":"L978+P978+T978+X978+AB978+AF978+AJ978+AN978+AR978+AV978+AZ978+BD978+BH978+BL978+BP978+BT978+BX978+CB978+CF978+CJ978+CN978+CR978+CV978+CZ978+DD978+DH978+DL978+DP978+DT978+DX978+EB978+EF978+EJ978+EN978+ER978+EV978+EZ978+FD978+FH978+FL978+FP978+FT978+FX978+GB978+GF978+GJ978+GN978+GR978+GV978+GZ978+HD978+HH978+HL978+HP978+HT978+HX978+IB978+IF978+IJ978+IN978+IR978+IV978+IZ978+JD978+JH978+JL978+JP978+JT978+JX978+KB978+KF978+KJ978+KN978+KR978+KV978+KZ978+LD978+LH978+LL978+LP978+LT978+LX978+MB978+MF978+MJ978+MN978+MR978+MV978+MZ978+ND978+NH978+NL978+NP978+NT978+NX978+OB978+OF978+OJ978+ON978+OR978","v":0},{"$f":"SUM(C978:E978)","v":0},{"$f":"F978/'Refrigeration & Weather'!$C$22","v":0},{"$f":"G978*3*'Refrigeration & Weather'!$C$23","v":0}]
[962,"2012-04-30T06:00:00",0,0,0,0,{"$f":"F979/'Refrigeration & Weather'!$C$22","v":0},{"$f":"G979*3*'Refrigeration & Weather'!$C$23","v":0}]
[963,{"$f":"B979+1/8","v":"2012-04-30T09:00:00"},0,0,0,0,{"$f":"F980/'Refrigeration & Weather'!$C$22","v":0},{"$f":"G980*3*'Refrigeration & Weather'!$C$23","v":0}]
[964,"2012-04-30T12:00:00",0,0,0,0,{"$f":"F981/'Refrigeration & Weather'!$C$22","v":0},{"$f":"G981*3*'Refrigeration & Weather'!$C$23","v":0}]
[965,"2012-04-30T15:00:00",0,0,0,0,{"$f":"F982/'Refrigeration & Weather'!$C$22","v":0},{"$f":"G982*3*'Refrigeration & Weather'!$C$23","v":0}]
[966,"2012-04-30T18:00:00",0,0,0,0,{"$f":"F983/'Refrigeration & Weather'!$C$22","v":0},{"$f":"G983*3*'Refrigeration & Weather'!$C$23","v":0}]
[967,"2012-04-30T21:00:00",0,0,0,0,{"$f":"F984/'Refrigeration & Weather'!$C$22","v":0},{"$f":"G984*3*'Refrigeration & Weather'!$C$23","v":0}]
[968,"2012-05-01",0,0,0,0,{"$f":"F985/'Refrigeration & Weather'!$C$22","v":0},{"$f":"G985*3*'Refrigeration & Weather'!$C$23","v":0}]

{"sheet":"Refrigeration & Weather","index":4,"n_rows":37,"n_cols":8,"rows_kept":37,"cut":false,"hidden":false,"merged":[]}
[]
[null,null,null,null,null,"Peak Refrigeration demand in coming week"]
[null,null,null,null,null,"Today","2012-02-02"]
[null,null,null,null,null,"Time Step",{"$f":"(G3-'Full Vintage Planner'!C8)*8","v":256}]
[]
[null,"Weather forecast",null,null,null,"Day","Demand (kWe)","Plant Capacity (kWe)"]
[null,"Day ","Low","High",null,0,{"$f":"LOOKUP($G$4+F7*8,'Full Vintage Planner'!A17:A985,'Full Vintage Planner'!G17:G985)","v":180.487591474959},{"$f":"C25","v":1123.5955056179778}]
[null,0,16,28,null,0.5,{"$f":"LOOKUP($G$4+F8*8,'Full Vintage Planner'!A18:A986,'Full Vintage Planner'!G18:G986)","v":228.54780376157447},{"$f":"H7","v":1123.5955056179778}]
[null,1,18,32,null,1,{"$f":"LOOKUP($G$4+F9*8,'Full Vintage Planner'!A19:A987,'Full Vintage Planner'!G19:G987)","v":376.50603912215109},1123.5955056179778]
[null,2,17,31,null,1.5,{"$f":"LOOKUP($G$4+F10*8,'Full Vintage Planner'!A20:A988,'Full Vintage Planner'!G20:G988)","v":328.64655542231884},1123.5955056179778]
[null,3,22,30,null,2,{"$f":"LOOKUP($G$4+F11*8,'Full Vintage Planner'!A21:A989,'Full Vintage Planner'!G21:G989)","v":858.94514846295874},1123.5955056179778]
[null,4,20,26,null,2.5,{"$f":"LOOKUP($G$4+F12*8,'Full Vintage Planner'!A22:A990,'Full Vintage Planner'!G22:G990)","v":1165.3705864750802},1123.5955056179778]
[null,5,16,27,null,3,{"$f":"LOOKUP($G$4+F13*8,'Full Vintage Planner'!A23:A991,'Full Vintage Planner'!G23:G991)","v":1130.6630149109828},1123.5955056179778]
[null,6,24,35,null,3.5,{"$f":"LOOKUP($G$4+F14*8,'Full Vintage Planner'!A24:A992,'Full Vintage Planner'!G24:G992)","v":957.16814848989225},1123.5955056179778]
[null,7,18,38,null,4,{"$f":"LOOKUP($G$4+F15*8,'Full Vintage Planner'!A25:A993,'Full Vintage Planner'!G25:G993)","v":762.43413970644178},1123.5955056179778]
[null,8,17,39,null,4.5,{"$f":"LOOKUP($G$4+F16*8,'Full Vintage Planner'!A26:A994,'Full Vintage Planner'!G26:G994)","v":587.98510802251394},1123.5955056179778]
[null,9,18,31,null,5,{"$f":"LOOKUP($G$4+F17*8,'Full Vintage Planner'!A27:A995,'Full Vintage Planner'!G27:G995)","v":510.72596881606552},1123.5955056179778]
[null,10,22,32,null,5.5,{"$f":"LOOKUP($G$4+F18*8,'Full Vintage Planner'!A28:A996,'Full Vintage Planner'!G28:G996)","v":312.1951406207304},1123.5955056179778]
[null,null,null,null,null,6,{"$f":"LOOKUP($G$4+F19*8,'Full Vintage Planner'!A29:A997,'Full Vintage Planner'!G29:G997)","v":154.25586816518495},1123.5955056179778]
[null,"Refrigeration Plant Specs",null,null,null,6.5,{"$f":"LOOKUP($G$4+F20*8,'Full Vintage Planner'!A30:A998,'Full Vintage Planner'!G30:G998)","v":84.167099835769889},1123.5955056179778]
[null,"Brine Temperature",-5,null,null,7,{"$f":"LOOKUP($G$4+F21*8,'Full Vintage Planner'!A31:A999,'Full Vintage Planner'!G31:G999)","v":61.389804646643164},1123.5955056179778]
[null,"COP",{"$f":"C36*C21+C37","v":2.2249999999999996},null,null,7.5,{"$f":"LOOKUP($G$4+F22*8,'Full Vintage Planner'!A32:A1000,'Full Vintage Planner'!G32:G1000)","v":50.66701606034303},1123.5955056179778]
[null,"$/kWh",0.25,null,null,8,{"$f":"LOOKUP($G$4+F23*8,'Full Vintage Planner'!A33:A1001,'Full Vintage Planner'!G33:G1001)","v":49.862401317805976},1123.5955056179778]
[null,"Refrigeration capacity",2500,"kWr",null,8.5,{"$f":"LOOKUP($G$4+F24*8,'Full Vintage Planner'!A34:A1002,'Full Vintage Planner'!G34:G1002)","v":28.229751623175066},1123.5955056179778]
[null,"Refrigeration capacity",{"$f":"C24/C22","v":1123.5955056179778},"kWe",null,9,{"$f":"LOOKUP($G$4+F25*8,'Full Vintage Planner'!A35:A1003,'Full Vintage Planner'!G35:G1003)","v":25.430005586778837},1123.5955056179778]
[null,null,null,null,null,9.5,{"$f":"LOOKUP($G$4+F26*8,'Full Vintage Planner'!A36:A1004,'Full Vintage Planner'!G36:G1004)","v":0.75592623148742777},1123.5955056179778]
[null,"Must chiller efficiency",0.85,null,null,10,{"$f":"LOOKUP($G$4+F27*8,'Full Vintage Planner'!A37:A1005,'Full Vintage Planner'!G37:G1005)","v":6.1458671029337539},1123.5955056179778]
[]
[]
[]
[null,"Refrigeration COP Calculation "]
[null,"Temp","COP"]
[null,-8,2.0499999999999998]
[null,4,2.75]
[]
[null,"slope",{"$f":"SLOPE(C33:C34,B33:B34)","v":5.8333333333333348E-2}]
[null,"intercept",{"$f":"INTERCEPT(C33:C34,B33:B34)","v":2.5166666666666666}]

{"sheet":"What-if Analysis","index":5,"n_rows":76,"n_cols":28,"rows_kept":76,"cut":false,"hidden":false,"merged":[[11,77,11,79],[29,22,29,23],[30,22,30,23],[31,22,31,23],[32,22,32,23],[40,21,40,23],[41,21,41,23],[11,1,11,5],[11,12,11,19],[27,22,27,23],[28,22,28,23],[35,21,35,23],[36,22,36,23],[37,22,37,23],[38,22,38,23]]}
[]
[null,null,null,null," = user adjustable field",null,null,null,null,null,null,null,null,null,null,null,null,null,null,null,null,null,null,null,null,"Weather forecast"]
[null,null,null,null,null,null,null,null,null,null,null,null,null,null,null,null,null,null,null,null,null,null,null,null,null,"Day "]
[null,"Ferment start time",null,"07:00:00",null,null,null,"Cool Climate",1,"(1=Yes, 0=No)",null,null,null,null,null,null,null,null,null,null,null,null,null,null,null,0,16,28]
[null,"Volume",null,250,"kL",null,null,"Warm Climate",0,"(1=Yes, 0=No)",null,null,null,null,null,null,null,null,null,null,null,null,null,null,null,1,18,32]
[null,"Initial Cell mass",null,null,"g/L",null,null,"Wild Ferment",0,"(1=Yes, 0=No)",null,null,null,null,null,null,null,null,null,null,null,null,null,null,null,2,17,31]
[null,"Initial N",null,0.2,"g/L",null,null,null,null,null,null,null,null,null,null,null,null,null,null,null,null,null,null,null,null,3,22,30]
[null,"Desired ferment time",null,8,"days",null,null,null,null,null,null,null,null,"Refrigeration COP",null,null,2.2249999999999996,null,null,null,null,null,null,null,null,4,20,26]
[null,"Prediction score",null,9.1575262913450555,null,null,null,null,null,null,null,null,null,"Electricity Cost ($/kWe)",null,null,0.25,null,null,null,null,null,null,null,null,5,16,27]
[null,"Refrigeration cost",null,1049.726080739156,null,null,null,null,null,null,null,null,null,"Overall Tank U value (W/m2/C)",null,null,3,null,null,null,null,null,null,null,null,6,24,35]
[null,null,null,null,null,null,null,null,null,null,null,null,null,null,null,null,null,null,null,null,null,null,null,null,null,7,18,38]
[null,"Commercial Ferment",null,null,null,null,null,null,null,null,null,null,"Simulation model",null,null,null,null,null,null,null,null,null,null,null,null,8,17,39]
[null,"Day","Baume – actual","Temp C","DAP addition","Mixing (0 to 3) ","Nutrient Addition","Pump over","Aeration","Yeast Innoc.",null,"dBe/dt","Baume – Model","Required Refrigeration (kWr)","Active Cell Mass","Ethanol","Nitrogen","Corrected Temperature","Low range","High range",null,null,null,null,null,9,18,31]
[null,0,9.1,16.3,null,null,null,null,null,null,null,7.1965535797117068,8.6666666666666661,-0.16607431337796286,0.36988244238237511,0,0.2,16.3,8.6666666666666661,8.6666666666666661,null,null,null,null,null,10,22,32]
[null,0.5,8.8000000000000007,17.899999999999999,null,null,null,null,null,null,null,4.5970672126131031,8.5134264395364241,13.251662160874751,1.1046988831838778,1.3253576297278826,0.14809288274190516,16.7,8.5134264395364241,8.5134264395364241,null,null,null,null,null,11,15,30]
[null,1,8.1,18,null,null,null,null,null,null,null,5.8842985287755205,8.2419720032195052,23.799609777094634,2.0928581683890033,3.6744241891340854,6.6247879268092183E-2,17.919999999999998,8.2419720032195052,8.2419720032195052,null,null,null,null,null,12,15,30]
[null,1.5,7.2,18,null,null,null,null,null,null,null,3.7938747280019811,7.4166727479605123,72.059396372567889,3.1379817515544794,10.835107547843378,8.9879960733380681E-3,18,7.4166727479605123,7.4166727479605123,null,null,null,null,null,13,15,30]
[null,2,6,18,null,null,null,null,null,null,null,6.2570936833127861,5.9932776521353057,105.71132248749042,4.7391747785171248,23.235509340606995,0,18,5.9932776521353057,5.9932776521353057,null,null,null,null,null,14,15,30]
[null,2.5,null,18,null,null,null,null,null,null,null,4.9581676547674904,3.9780009028976351,123.26785425575024,4.7281247971022591,40.934888700487477,0,18,3.7200639575777883,4.2359378482174819,null,null,null,null,null,15,15,30]
[null,3,null,18,null,null,null,null,null,null,null,6.8331864336961914,2.3392034957541337,90.423215346187817,4.71094899266848,55.415945757635299,0,18,2.041363566125407,2.6370434253828603,null,null,null,null,null,16,15,30]
[null,3.5,null,18,null,null,null,null,null,null,null,8.253082762349127,1.1681864342984061,66.656685011508984,4.6891099329803065,65.81919882989753,0,18,0.82580928864685665,1.5105635799499555,null,null,null,null,null,17,15,30]
[null,4,null,17.7,null,null,null,null,null,null,null,15.533090497056895,0.38523753810371197,41.183618446984383,4.6640807449388548,72.800372910925759,0,17.940000000000001,-4.7264683259912316E-3,0.77520154453341517,null,null,null,null,null,18,15,30]
[null,4.5,null,18,null,null,null,null,null,null,null,23.356449922234649,-0.11287593703753009,28.517715677483423,4.6374857114810144,77.244736667207235,0,17.759999999999998,-0.55248721193827133,0.32673533786321113,null,null,null,null,null,19,15,30]
[null,5,null,18,null,null,null,null,null,null,null,33.223178388652393,-0.43287768108871189,15.480173870409052,4.6097034261597987,80.096340400639363,0,18,-0.92357162846523144,5.7816266287807679E-2,null,null,null,null,null,20,15,30]
[null,5.5,null,17.899999999999999,null,null,null,null,null,null,null,40.90139776213185,-0.64828715319174612,15.823218840805559,4.5807380122038799,82.013112486123603,0,17.98,-1.191094077638176,-0.10548022874531629,null,null,null,null,null,21,15,30]
[null,6,null,17.899999999999999,null,null,null,null,null,null,null,38.735807336032472,-0.79370541675736606,10.97309398317522,4.5515304573853541,83.303711477433637,0,17.899999999999999,-1.3893852760148198,-0.10548022874531629,null,null,null,null,null,22,15,30]
[null,6.5,null,null,null,null,null,null,null,null,null,43.153989670112317,-0.89501547516854352,12.973811036428273,4.5222785740519074,84.200429570368257,0,17.899999999999999,-1.5441425524699866,-0.10548022874531629,null,"Model Parameters",null,null,null,23,15,30]
[null,7,null,null,null,null,null,null,null,null,null,39.458181925793369,-0.96857384470600405,4.020143333292876,4.4929391352640575,84.850034272653104,0,17.899999999999999,-1.6715914550898359,-0.10548022874531629,null,"fPos(1)",82.710233453038882,null,"mumaxcor",24,15,30]
[null,7.5,null,null,null,null,null,null,null,null,null,41.124767292747293,-1.0236195893416857,11.800992223328338,4.4635895041846423,85.335186216134403,0,17.899999999999999,-1.7808764075986223,-0.10548022874531629,null,"fPos(2)",70.013348359968163,null,"betamaxcorr",25,15,30]
[null,8,null,null,null,null,null,null,null,null,null,42.953467597094992,-1.0658828836113727,1.8259314779931062,4.4342814005281745,85.707033862942794,0,17.899999999999999,-1.8776576968116785,-0.10548022874531629,null,"fPos(3)",0.19997660745616549,null,"mixingcoeff",26,15,30]
[null,8.5,null,null,null,null,null,null,null,null,null,42.882676778819565,-1.0990632961014182,11.194915781903029,4.4050504306136116,85.998528010422149,0,17.899999999999999,-1.9655822723270453,-0.10548022874531629,null,"fPos(4)",78.812489501577645,null,"Ks",27,15,30]
[null,9,null,null,null,null,null,null,null,null,null,42.749364139348479,-1.1256215495093651,1.5379303522791474,4.3759217158935462,86.231540383478389,0,17.899999999999999,-2,-0.10548022874531629,null,"fPos(5)",0.36988244238237511,null,"initialcellcount",28,15,30]
[null,9.5,null,null,null,null,null,null,null,null,null,43.702937975696784,-1.147239951736978,7.4696032107188728,4.3469133527922894,86.420995631894272,0,17.899999999999999,-2,-0.10548022874531629,null,"fPos(6)",3.1987975374888573,null,"kdcorr",29,15,30]
[null,10,null,null,null,null,null,null,null,null,null,47.090510764514704,-1.1650978598576105,3.2779398371268167,4.3180386024972783,86.577338515059978,0,17.899999999999999,-2,-0.10548022874531629,null,null,null,null,null,30,15,30]
[null,10.5,null,null,null,null,null,null,null,null,null,36.544443337693366,-1.1800410226695117,6.7709388697923645,4.2893073159136819,86.708047655658405,0,17.899999999999999,-2,-0.10548022874531629]
[null,11,null,null,null,null,null,null,null,null,null,31.441909591324038,-1.1926884775574791,-0.88502910957376535,4.2607268852561235,86.818589318195848,0,17.899999999999999,-2,-0.10548022874531629,null,"Estimated Ferment Completion"]
[null,11.5,null,null,null,null,null,null,null,null,null,28.88828314559218,-1.2035017402878052,5.6557276970883725,4.232302894847308,86.913033679741389,0,17.899999999999999,-2,-0.10548022874531629,null,"Model",4.5]
[null,12,null,null,null,null,null,null,null,null,null,26.830264287722983,-1.212830644888812,-1.0703547014062607,4.2040395759865712,86.994462469613524,0,17.899999999999999,-2,-0.10548022874531629,null,"Low range",4]
[null,12.5,null,null,null,null,null,null,null,null,null,27.889427010685854,-1.2209443741463604,5.5042913180120774,4.175940131228395,87.065244506699699,0,17.899999999999999,-2,-0.10548022874531629,null,"High range",5.5]
[null,13,null,null,null,null,null,null,null,null,null,25.289694433484115,-1.2280528847317085,-1.1954187113654671,4.148006969760079,87.127225687296203,0,17.899999999999999,-2,-0.10548022874531629]
[null,13.5,null,null,null,null,null,null,null,null,null,27.814981233804506,-1.2343219713046534,5.4000097738358264,4.1202418810721628,87.181862399943384,0,17.899999999999999,-2,-0.10548022874531629,null,"Fermenter Status"]
[null,14,null,null,null,null,null,null,null,null,null,29.640503449071318,-1.2398840361897732,-1.2831342661597034,4.0926461650270243,87.230316797462237,0,17.899999999999999,-2,-0.10548022874531629,null,{"$f":"IF(ABS(W37-D8)<2.1,\"Good\",IF(ABS(W38-D8)<2.1,\"Low range on spec\",IF(ABS(W39-D8)<2.1,\"High range on spec\",IF(D8<W38,\"Warning -  Sluggish Ferment\",\"Warning - Rapid ferment\"))))","v":"Warning - Rapid ferment"}]
[null,14.5,null,null,null,null,null,null,null,null,null,24.49765955506291,-1.2448459077355476,5.3256380376566543,4.0652207306107568,87.27352588767522,0,17.899999999999999,-2,-0.10548022874531629]
[null,15,null,null,null,null,null,null,null,null,null,22.752706398544891,-1.2492945967450952,-1.3466541101184499,4.0379661718514166,87.312252353350686,0,17.899999999999999,-2,-0.10548022874531629]
[null,15.5,null,null,null,null,null,null,null,null,null,16.657882718750955,-1.2533015902521518,5.2710216120843896,4.0108828268568342,87.347122425145841,0,17.899999999999999,-2,-0.10548022874531629]
[null,16,null,null,null,null,null,null,null,null,null,15.366947402539596,-1.2569260930157671,-1.3939061792181386,3.9839708242127516,87.378654449128703,0,17.899999999999999,-2,-0.10548022874531629]
[null,16.5,null,null,null,null,null,null,null,null,null,10.122412535940272,-1.2602175020075594,5.2299067761999787,3.9572301198043349,87.407280677722653,0,17.899999999999999,-2,-0.10548022874531629]
[null,17,null,null,null,null,null,null,null,null,null,10.410233143060458,-1.2632173149958243,-1.4298707280743723,3.9306605263020749,87.433364065061568,0,17.899999999999999,-2,-0.10548022874531629]
[null,17.5,null,null,null,null,null,null,null,null,null,6.9560524906888102,-1.2659606168561235,5.1982923033778423,3.9042617369713715,87.457211337597386,0,17.899999999999999,-2,-0.10548022874531629]
[null,18,null,null,null,null,null,null,null,null,null,8.1636188503464115,-1.2684772474453641,-1.4577888274050039,3.8780333450480953,87.479083257938328,0,17.899999999999999,-2,-0.10548022874531629]
[null,18.5,null,null,null,null,null,null,null,null,null,5.1275945646052454,-1.2707927269671297,5.1735328002464644,3.8519748596199244,87.499202752631817,0,17.899999999999999,-2,-0.10548022874531629]
[null,19,null,null,null,null,null,null,null,null,null,6.6712000412364638,-1.2729289949426377,-1.4798350559576341,3.8260857187313375,87.517761399215033,0,17.899999999999999,-2,-0.10548022874531629]
[null,19.5,null,null,null,null,null,null,null,null,null,3.908418246678937,-1.2749050046747898,5.1538288115272017,3.8003653002656139,87.534924642016875,0,17.899999999999999,-2,-0.10548022874531629]
[null,20,null,null,null,null,null,null,null,null,null,5.6728227638944313,-1.2767372047675014,-1.4975077338850911,3.7748129310340199,87.550836014934717,0,17.899999999999999,-2,-0.10548022874531629]
[null,20.5,null,null,null,null,null,null,null,null,null,3.0878586735762643,-1.278439931693073,5.1379254665666068,3.7494278944092905,87.565620582553436,0,17.899999999999999,-2,-0.10548022874531629]
[null,21,null,null,null,null,null,null,null,null,null,4.9953606397604027,-1.2800257317984849,-1.511863610264444,3.7242094367695628,87.579387761528935,0,17.899999999999999,-2,-0.10548022874531629]
[null,21.5,null,null,null,null,null,null,null,null,null,2.525696100715761,-1.2815056269584688,5.1249282574370643,3.6991567729644101,87.59223364726067,0,17.899999999999999,-2,-0.10548022874531629]
[null,22,null,null,null,null,null,null,null,null,null,4.5263486350994198,-1.2828893349332164,-1.5236635514296657,3.6742690909723881,87.604242943106925,0,17.899999999999999,-2,-0.10548022874531629]
[null,22.5,null,null,null,null,null,null,null,null,null,2.1322185486313474,-1.2841854530974655,5.1141870136546208,3.6495455558865735,87.61549056833023,0,17.899999999999999,-2,-0.10548022874531629]
[null,23,null,null,null,null,null,null,null,null,null,4.194389528942394,-1.2854016123788639,-1.5334655558463481,3.6249853133386938,87.626043004854225,0,17.899999999999999,-2,-0.10548022874531629]
[null,23.5,null,null,null,null,null,null,null,null,null,1.850604786750198,-1.2865446068346662,5.1052208668923189,3.6005874924519921,87.635959430513878,0,17.899999999999999,-2,-0.10548022874531629]
[null,24,null,null,null,null,null,null,null,null,null,3.9541872620558922,-1.2876205032030696,-1.5416856441145053,3.5763512083966877,87.645292676866958,0,17.899999999999999,-2,-0.10548022874531629]
[null,24.5,null,null,null,null,null,null,null,null,null,1.6446434686377489,-1.2886347339124578,5.0976685621319104,3.5522755646088546,87.654090042134172,0,17.899999999999999,-2,-0.10548022874531629]
[null,25,null,null,null,null,null,null,null,null,null,3.7766867458576185,-1.2895921763617519,-1.5486386232399658,3.5283596547230776,87.662393983945066,0,17.899999999999999,-2,-0.10548022874531629]
[null,25.5,null,null,null,null,null,null,null,null,null,1.4909227194981565,-1.2904972207556558,5.0912548457871365,3.504602564260729,87.67024271191616,0,17.899999999999999,-2,-0.10548022874531629]
[null,26,null,null,null,null,null,null,null,null,null,3.6429364677126008,-1.2913538283579344,-1.554565934440499,3.4810033721088356,87.677670696392909,0,17.899999999999999,-2,-0.10548022874531629]
[null,26.5,null,null,null,null,null,null,null,null,null,1.3740277061343402,-1.2921655816898494,5.0857672877690954,3.457561151818846,87.684709106737358,0,17.899999999999999,-2,-0.10548022874531629]
[null,27,null,null,null,null,null,null,null,null,null,3.5403365116739676,-1.2929357279310947,-1.5596550285714466,3.4342749727499844,87.69138619017599,0,17.899999999999999,-2,-0.10548022874531629]
[null,27.5,null,null,null,null,null,null,null,null,null,1.2836083768627795,-1.2936672165629068,5.081040017235761,3.4111439010780611,87.697727600312191,0,17.899999999999999,-2,-0.10548022874531629]
[null,28,null,null,null,null,null,null,null,null,null,3.4603430866683844,-1.2943627321165809,-1.5640530731244797,3.3881670006874365,87.703756682861226,0,17.899999999999999,-2,-0.10548022874531629]
[null,28.5,null,null,null,null,null,null,null,null,null,1.2125777519127541,-1.2950247227469562,5.0769421267930044,3.3653433339612149,87.709494724904886,0,17.899999999999999,-2,-0.10548022874531629]
[null,29,null,null,null,null,null,null,null,null,null,3.3970496840089348,-1.2956554252329466,-1.567876797738001,3.3426719624825436,87.71496117293448,0,17.899999999999999,-2,-0.10548022874531629]
[null,29.5,null,null,null,null,null,null,null,null,null,1.1559903617050715,-1.2962568869107243,5.0733692839094777,3.320151947658049,87.720173824104606,0,17.899999999999999,-2,-0.10548022874531629]
[null,30,null,null,null,null,null,null,null,null,null,3.3462968764541037,-1.2968309849656301,-1.5712196653642252,3.297782351272899,87.725148994424188,0,17.899999999999999,-2,-0.10548022874531629]
[]
[null,null,null,null,null,null,null,null,null,null,null,{"$f":"MIN(L14:L74)","v":1.1559903617050715},null,{"$f":"MAX(N14:N74)","v":123.26785425575024},{"$f":"MAX(O14:O74)","v":4.7391747785171248}]

{"sheet":"Ferment Archive","index":7,"n_rows":2,"n_cols":2182,"rows_kept":2,"cut":false,"hidden":false,"merged":[]}
["Ferment",1,null,null,null,null,null,null,null,null,null,null,null,null,null,null,null,null,null,null,null,null,"Ferment",2,null,null,null,null,null,null,null,null,null,null,null,null,null,null,null,null,null,null,null,null,"Ferment",3,null,null,null,null,null,null,null,null,null,null,null,null,null,null,null,null,null,null,null,null,"Ferment",4,null,null,null,null,null,null,null,null,null,null,null,null,null,null,null,null,null,null,null,null,"Ferment",5,null,null,null,null,null,null,null,null,null,null,null,null,null,null,null,null,null,null,null,null,"Ferment",6,null,null,null,null,null,null,null,null,null,null,null,null,null,null,null,null,null,null,null,null,"Ferment",7,null,null,null,null,null,null,null,null,null,null,null,null,null,null,null,null,null,null,null,null,"Ferment",8,null,null,null,null,null,null,null,null,null,null,null,null,null,null,null,null,null,null,null,null,"Ferment",9,null,null,null,null,null,null,null,null,null,null,null,null,null,null,null,null,null,null,null,null,"Ferment",10,null,null,null,null,null,null,null,null,null,null,null,null,null,null,null,null,null,null,null,null,"Ferment",11,null,null,null,null,null,null,null,null,null,null,null,null,null,null,null,null,null,null,null,null,"Ferment",12,null,null,null,null,null,null,null,null,null,null,null,null,null,null,null,null,null,null,null,null,"Ferment",13,null,null,null,null,null,null,null,null,null,null,null,null,null,null,null,null,null,null,null,null,"Ferment",14,null,null,null,null,null,null,null,null,null,null,null,null,null,null,null,null,null,null,null,null,"Ferment",15,null,null,null,null,null,null,null,null,null,null,null,null,null,null,null,null,null,null,null,null,"Ferment",16,null,null,null,null,null,null,null,null,null,null,null,null,null,null,null,null,null,null,null,null,"Ferment",17,null,null,null,null,null,null,null,null,null,null,null,null,null,null,null,null,null,null,null,null,"Ferment",18,null,null,null,null,null,null,null,null,null,null,null,null,null,null,null,null,null,null,null,null,"Ferment",19,null,null,null,null,null,null,null,null,null,null,null,null,null,null,null,null,null,null,null,null,"Ferment",20,null,null,null,null,null,null,null,null,null,null,null,null,null,null,null,null,null,null,null,null,"Ferment",21,null,null,null,null,null,null,null,null,null,null,null,null,null,null,null,null,null,null,null,null,"Ferment",22,null,null,null,null,null,null,null,null,null,null,null,null,null,null,null,null,null,null,null,null,"Ferment",23,null,null,null,null,null,null,null,null,null,null,null,null,null,null,null,null,null,null,null,null,"Ferment",24,null,null,null,null,null,null,null,null,null,null,null,null,null,null,null,null,null,null,null,null,"Ferment",25,null,null,null,null,null,null,null,null,null,null,null,null,null,null,null,null,null,null,null,null,"Ferment",26,null,null,null,null,null,null,null,null,null,null,null,null,null,null,null,null,null,null,null,null,"Ferment",27,null,null,null,null,null,null,null,null,null,null,null,null,null,null,null,null,null,null,null,null,"Ferment",28,null,null,null,null,null,null,null,null,null,null,null,null,null,null,null,null,null,null,null,null,"Ferment",29,null,null,null,null,null,null,null,null,null,null,null,null,null,null,null,null,null,null,null,null,"Ferment",30,null,null,null,null,null,null,null,null,null,null,null,null,null,null,null,null,null,null,null,null,"Ferment",31,null,null,null,null,null,null,null,null,null,null,null,null,null,null,null,null,null,null,null,null,"Ferment",32,null,null,null,null,null,null,null,null,null,null,null,null,null,null,null,null,null,null,null,null,"Ferment",33,null,null,null,null,null,null,null,null,null,null,null,null,null,null,null,null,null,null,null,null,"Ferment",34,null,null,null,null,null,null,null,null,null,null,null,null,null,null,null,null,null,null,null,null,"Ferment",35,null,null,null,null,null,null,null,null,null,null,null,null,null,null,null,null,null,null,null,null,"Ferment",36,null,null,null,null,null,null,null,null,null,null,null,null,null,null,null,null,null,null,null,null,"Ferment",37,null,null,null,null,null,null,null,null,null,null,null,null,null,null,null,null,null,null,null,null,"Ferment",38,null,null,null,null,null,null,null,null,null,null,null,null,null,null,null,null,null,null,null,null,"Ferment",39,null,null,null,null,null,null,null,null,null,null,null,null,null,null,null,null,null,null,null,null,"Ferment",40,null,null,null,null,null,null,null,null,null,null,null,null,null,null,null,null,null,null,null,null,"Ferment",41,null,null,null,null,null,null,null,null,null,null,null,null,null,null,null,null,null,null,null,null,"Ferment",42,null,null,null,null,null,null,null,null,null,null,null,null,null,null,null,null,null,null,null,null,"Ferment",43,null,null,null,null,null,null,null,null,null,null,null,null,null,null,null,null,null,null,null,null,"Ferment",44,null,null,null,null,null,null,null,null,null,null,null,null,null,null,null,null,null,null,null,null,"Ferment",45,null,null,null,null,null,null,null,null,null,null,null,null,null,null,null,null,null,null,null,null,"Ferment",46,null,null,null,null,null,null,null,null,null,null,null,null,null,null,null,null,null,null,null,null,"Ferment",47,null,null,null,null,null,null,null,null,null,null,null,null,null,null,null,null,null,null,null,null,"Ferment",48,null,null,null,null,null,null,null,null,null,null,null,null,null,null,null,null,null,null,null,null,"Ferment",49,null,null,null,null,null,null,null,null,null,null,null,null,null,null,null,null,null,null,null,null,"Ferment",50,null,null,null,null,null,null,null,null,null,null,null,null,null,null,null,null,null,null,null,null,"Ferment",51,null,null,null,null,null,null,null,null,null,null,null,null,null,null,null,null,null,null,null,null,"Ferment",52,null,null,null,null,null,null,null,null,null,null,null,null,null,null,null,null,null,null,null,null,"Ferment",53,null,null,null,null,null,null,null,null,null,null,null,null,null,null,null,null,null,null,null,null,"Ferment",54,null,null,null,null,null,null,null,null,null,null,null,null,null,null,null,null,null,null,null,null,"Ferment",55,null,null,null,null,null,null,null,null,null,null,null,null,null,null,null,null,null,null,null,null,"Ferment",56,null,null,null,null,null,null,null,null,null,null,null,null,null,null,null,null,null,null,null,null,"Ferment",57,null,null,null,null,null,null,null,null,null,null,null,null,null,null,null,null,null,null,null,null,"Ferment",58,null,null,null,null,null,null,null,null,null,null,null,null,null,null,null,null,null,null,null,null,"Ferment",59,null,null,null,null,null,null,null,null,null,null,null,null,null,null,null,null,null,null,null,null,"Ferment",60,null,null,null,null,null,null,null,null,null,null,null,null,null,null,null,null,null,null,null,null,"Ferment",61,null,null,null,null,null,null,null,null,null,null,null,null,null,null,null,null,null,null,null,null,"Ferment",62,null,null,null,null,null,null,null,null,null,null,null,null,null,null,null,null,null,null,null,null,"Ferment",63,null,null,null,null,null,null,null,null,null,null,null,null,null,null,null,null,null,null,null,null,"Ferment",64,null,null,null,null,null,null,null,null,null,null,null,null,null,null,null,null,null,null,null,null,"Ferment",65,null,null,null,null,null,null,null,null,null,null,null,null,null,null,null,null,null,null,null,null,"Ferment",66,null,null,null,null,null,null,null,null,null,null,null,null,null,null,null,null,null,null,null,null,"Ferment",67,null,null,null,null,null,null,null,null,null,null,null,null,null,null,null,null,null,null,null,null,"Ferment",68,null,null,null,null,null,null,null,null,null,null,null,null,null,null,null,null,null,null,null,null,"Ferment",69,null,null,null,null,null,null,null,null,null,null,null,null,null,null,null,null,null,null,null,null,"Ferment",70,null,null,null,null,null,null,null,null,null,null,null,null,null,null,null,null,null,null,null,null,"Ferment",71,null,null,null,null,null,null,null,null,null,null,null,null,null,null,null,null,null,null,null,null,"Ferment",72,null,null,null,null,null,null,null,null,null,null,null,null,null,null,null,null,null,null,null,null,"Ferment",73,null,null,null,null,null,null,null,null,null,null,null,null,null,null,null,null,null,null,null,null,"Ferment",74,null,null,null,null,null,null,null,null,null,null,null,null,null,null,null,null,null,null,null,null,"Ferment",75,null,null,null,null,null,null,null,null,null,null,null,null,null,null,null,null,null,null,null,null,"Ferment",76,null,null,null,null,null,null,null,null,null,null,null,null,null,null,null,null,null,null,null,null,"Ferment",77,null,null,null,null,null,null,null,null,null,null,null,null,null,null,null,null,null,null,null,null,"Ferment",78,null,null,null,null,null,null,null,null,null,null,null,null,null,null,null,null,null,null,null,null,"Ferment",79,null,null,null,null,null,null,null,null,null,null,null,null,null,null,null,null,null,null,null,null,"Ferment",80,null,null,null,null,null,null,null,null,null,null,null,null,null,null,null,null,null,null,null,null,"Ferment",81,null,null,null,null,null,null,null,null,null,null,null,null,null,null,null,null,null,null,null,null,"Ferment",82,null,null,null,null,null,null,null,null,null,null,null,null,null,null,null,null,null,null,null,null,"Ferment",83,null,null,null,null,null,null,null,null,null,null,null,null,null,null,null,null,null,null,null,null,"Ferment",84,null,null,null,null,null,null,null,null,null,null,null,null,null,null,null,null,null,null,null,null,"Ferment",85,null,null,null,null,null,null,null,null,null,null,null,null,null,null,null,null,null,null,null,null,"Ferment",86,null,null,null,null,null,null,null,null,null,null,null,null,null,null,null,null,null,null,null,null,"Ferment",87,null,null,null,null,null,null,null,null,null,null,null,null,null,null,null,null,null,null,null,null,"Ferment",88,null,null,null,null,null,null,null,null,null,null,null,null,null,null,null,null,null,null,null,null,"Ferment",89,null,null,null,null,null,null,null,null,null,null,null,null,null,null,null,null,null,null,null,null,"Ferment",90,null,null,null,null,null,null,null,null,null,null,null,null,null,null,null,null,null,null,null,null,"Ferment",91,null,null,null,null,null,null,null,null,null,null,null,null,null,null,null,null,null,null,null,null,"Ferment",92,null,null,null,null,null,null,null,null,null,null,null,null,null,null,null,null,null,null,null,null,"Ferment",93,null,null,null,null,null,null,null,null,null,null,null,null,null,null,null,null,null,null,null,null,"Ferment",94,null,null,null,null,null,null,null,null,null,null,null,null,null,null,null,null,null,null,null,null,"Ferment",95,null,null,null,null,null,null,null,null,null,null,null,null,null,null,null,null,null,null,null,null,"Ferment",96,null,null,null,null,null,null,null,null,null,null,null,null,null,null,null,null,null,null,null,null,"Ferment",97,null,null,null,null,null,null,null,null,null,null,null,null,null,null,null,null,null,null,null,null,"Ferment",98,null,null,null,null,null,null,null,null,null,null,null,null,null,null,null,null,null,null,null,null,"Ferment",99,null,null,null,null,null,null,null,null,null,null,null,null,null,null,null,null,null,null,null,null,"Ferment",100]
["Number of ferments achived:",null,null,0,null,null,null,null,null,null,null,null,null,null,null,null,null,null,null,null,null,null,"Number of ferments achived:",null,null,0,null,null,null,null,null,null,null,null,null,null,null,null,null,null,null,null,null,null,"Number of ferments achived:",null,null,0,null,null,null,null,null,null,null,null,null,null,null,null,null,null,null,null,null,null,"Number of ferments achived:",null,null,0,null,null,null,null,null,null,null,null,null,null,null,null,null,null,null,null,null,null,"Number of ferments achived:",null,null,0,null,null,null,null,null,null,null,null,null,null,null,null,null,null,null,null,null,null,"Number of ferments achived:",null,null,0,null,null,null,null,null,null,null,null,null,null,null,null,null,null,null,null,null,null,"Number of ferments achived:",null,null,0,null,null,null,null,null,null,null,null,null,null,null,null,null,null,null,null,null,null,"Number of ferments achived:",null,null,0,null,null,null,null,null,null,null,null,null,null,null,null,null,null,null,null,null,null,"Number of ferments achived:",null,null,0,null,null,null,null,null,null,null,null,null,null,null,null,null,null,null,null,null,null,"Number of ferments achived:",null,null,0,null,null,null,null,null,null,null,null,null,null,null,null,null,null,null,null,null,null,"Number of ferments achived:",null,null,0,null,null,null,null,null,null,null,null,null,null,null,null,null,null,null,null,null,null,"Number of ferments achived:",null,null,0,null,null,null,null,null,null,null,null,null,null,null,null,null,null,null,null,null,null,"Number of ferments achived:",null,null,0,null,null,null,null,null,null,null,null,null,null,null,null,null,null,null,null,null,null,"Number of ferments achived:",null,null,0,null,null,null,null,null,null,null,null,null,null,null,null,null,null,null,null,null,null,"Number of ferments achived:",null,null,0,null,null,null,null,null,null,null,null,null,null,null,null,null,null,null,null,null,null,"Number of ferments achived:",null,null,0,null,null,null,null,null,null,null,null,null,null,null,null,null,null,null,null,null,null,"Number of ferments achived:",null,null,0,null,null,null,null,null,null,null,null,null,null,null,null,null,null,null,null,null,null,"Number of ferments achived:",null,null,0,null,null,null,null,null,null,null,null,null,null,null,null,null,null,null,null,null,null,"Number of ferments achived:",null,null,0,null,null,null,null,null,null,null,null,null,null,null,null,null,null,null,null,null,null,"Number of ferments achived:",null,null,0,null,null,null,null,null,null,null,null,null,null,null,null,null,null,null,null,null,null,"Number of ferments achived:",null,null,0,null,null,null,null,null,null,null,null,null,null,null,null,null,null,null,null,null,null,"Number of ferments achived:",null,null,0,null,null,null,null,null,null,null,null,null,null,null,null,null,null,null,null,null,null,"Number of ferments achived:",null,null,0,null,null,null,null,null,null,null,null,null,null,null,null,null,null,null,null,null,null,"Number of ferments achived:",null,null,0,null,null,null,null,null,null,null,null,null,null,null,null,null,null,null,null,null,null,"Number of ferments achived:",null,null,0,null,null,null,null,null,null,null,null,null,null,null,null,null,null,null,null,null,null,"Number of ferments achived:",null,null,0,null,null,null,null,null,null,null,null,null,null,null,null,null,null,null,null,null,null,"Number of ferments achived:",null,null,0,null,null,null,null,null,null,null,null,null,null,null,null,null,null,null,null,null,null,"Number of ferments achived:",null,null,0,null,null,null,null,null,null,null,null,null,null,null,null,null,null,null,null,null,null,"Number of ferments achived:",null,null,0,null,null,null,null,null,null,null,null,null,null,null,null,null,null,null,null,null,null,"Number of ferments achived:",null,null,0,null,null,null,null,null,null,null,null,null,null,null,null,null,null,null,null,null,null,"Number of ferments achived:",null,null,0,null,null,null,null,null,null,null,null,null,null,null,null,null,null,null,null,null,null,"Number of ferments achived:",null,null,0,null,null,null,null,null,null,null,null,null,null,null,null,null,null,null,null,null,null,"Number of ferments achived:",null,null,0,null,null,null,null,null,null,null,null,null,null,null,null,null,null,null,null,null,null,"Number of ferments achived:",null,null,0,null,null,null,null,null,null,null,null,null,null,null,null,null,null,null,null,null,null,"Number of ferments achived:",null,null,0,null,null,null,null,null,null,null,null,null,null,null,null,null,null,null,null,null,null,"Number of ferments achived:",null,null,0,null,null,null,null,null,null,null,null,null,1,null,null,null,null,null,null,null,null,"Number of ferments achived:",null,null,0,null,null,null,null,null,null,null,null,null,null,null,null,null,null,null,null,null,null,"Number of ferments achived:",null,null,0,null,null,null,null,null,null,null,null,null,null,null,null,null,null,null,null,null,null,"Number of ferments achived:",null,null,0,null,null,null,null,null,null,null,null,null,null,null,null,null,null,null,null,null,null,"Number of ferments achived:",null,null,0,null,null,null,null,null,null,null,null,null,null,null,null,null,null,null,null,null,null,"Number of ferments achived:",null,null,0,null,null,null,null,null,null,null,null,null,null,null,null,null,null,null,null,1,null,"Number of ferments achived:",null,null,0,null,null,null,null,null,null,null,null,null,null,null,null,null,null,null,null,null,null,"Number of ferments achived:",null,null,0,null,null,null,null,null,null,null,null,null,null,null,null,null,null,null,null,null,null,"Number of ferments achived:",null,null,0,null,null,null,null,null,null,null,null,null,null,null,null,null,null,null,null,null,null,"Number of ferments achived:",null,null,0,null,null,null,null,null,null,null,null,null,null,null,null,null,null,null,null,null,null,"Number of ferments achived:",null,null,0,null,null,null,null,null,null,null,null,null,null,null,null,null,null,null,null,null,null,"Number of ferments achived:",null,null,0,null,null,null,null,null,null,null,null,null,null,null,null,null,null,null,null,null,null,"Number of ferments achived:",null,null,0,null,null,null,null,null,null,null,null,null,null,null,null,null,null,null,null,null,null,"Number of ferments achived:",null,null,0,null,null,null,null,null,null,null,null,null,null,null,null,null,null,null,null,null,null,"Number of ferments achived:",null,null,0,null,null,null,null,null,null,null,null,null,null,null,null,null,null,null,null,null,null,"Number of ferments achived:",null,null,0,null,null,null,null,null,null,null,null,null,null,null,null,null,null,null,null,null,null,"Number of ferments achived:",null,null,0,null,null,null,null,null,null,null,null,null,null,null,null,null,null,null,null,null,null,"Number of ferments achived:",null,null,0,null,null,null,null,null,null,null,null,null,null,null,null,null,null,null,null,null,null,"Number of ferments achived:",null,null,0,null,null,null,null,null,null,null,null,null,null,null,null,null,null,null,null,null,null,"Number of ferments achived:",null,null,0,null,null,null,null,null,null,null,null,null,null,null,null,null,null,null,null,null,null,"Number of ferments achived:",null,null,0,null,null,null,null,null,null,null,null,null,null,null,null,null,null,null,null,null,null,"Number of ferments achived:",null,null,0,null,null,null,null,null,null,null,null,null,null,null,null,null,null,null,null,null,null,"Number of ferments achived:",null,null,0,null,null,null,null,null,null,null,null,null,null,null,null,null,null,null,null,null,null,"Number of ferments achived:",null,null,0,null,null,null,null,null,null,null,null,null,null,null,null,null,null,null,null,null,null,"Number of ferments achived:",null,null,0,null,null,null,null,null,null,null,null,null,null,null,null,null,null,null,null,null,null,"Number of ferments achived:",null,null,0,null,null,null,null,null,null,null,null,null,null,null,null,null,null,null,null,null,null,"Number of ferments achived:",null,null,0,null,null,null,null,null,null,null,null,null,null,null,null,null,null,null,null,null,null,"Number of ferments achived:",null,null,0,null,null,null,null,null,null,null,null,null,null,null,null,null,null,null,null,null,null,"Number of ferments achived:",null,null,0,null,null,null,null,null,null,null,null,null,null,null,null,null,null,null,null,null,null,"Number of ferments achived:",null,null,0,null,null,null,null,null,null,null,null,null,null,null,null,null,null,null,null,null,null,"Number of ferments achived:",null,null,0,null,null,null,null,null,null,null,null,null,null,null,null,null,null,null,null,null,null,"Number of ferments achived:",null,null,0,null,null,null,null,null,null,null,null,null,null,null,null,null,null,null,null,null,null,"Number of ferments achived:",null,null,0,null,null,null,null,null,null,null,null,null,null,null,null,null,null,null,null,null,null,"Number of ferments achived:",null,null,0,null,null,null,null,null,null,null,null,null,null,null,null,null,null,null,null,null,null,"Number of ferments achived:",null,null,0,null,null,null,null,null,null,null,null,null,null,null,null,null,null,null,null,null,null,"Number of ferments achived:",null,null,0,null,null,null,null,null,null,null,null,null,null,null,null,null,null,null,null,null,null,"Number of ferments achived:",null,null,0,null,null,null,null,null,null,null,null,null,null,null,null,null,null,null,null,null,null,"Number of ferments achived:",null,null,0,null,null,null,null,null,null,null,null,null,null,null,null,null,null,null,null,null,null,"Number of ferments achived:",null,null,0,null,null,null,null,null,null,null,null,null,null,null,null,null,null,null,null,null,null,"Number of ferments achived:",null,null,0,null,null,null,null,null,null,null,null,null,null,null,null,null,null,null,null,null,null,"Number of ferments achived:",null,null,0,null,null,null,null,null,null,null,null,null,null,null,null,null,null,null,null,null,null,"Number of ferments achived:",null,null,0,null,null,null,null,null,null,null,null,null,null,null,null,null,null,null,null,null,null,"Number of ferments achived:",null,null,0,null,null,null,null,null,null,null,null,null,null,null,null,null,null,null,null,null,null,"Number of ferments achived:",null,null,0,null,null,null,null,null,null,null,null,null,null,null,null,null,null,null,null,null,null,"Number of ferments achived:",null,null,0,null,null,null,null,null,null,null,null,null,null,null,null,null,null,null,null,null,null,"Number of ferments achived:",null,null,0,null,null,null,null,null,null,null,null,null,null,null,null,null,null,null,null,null,null,"Number of ferments achived:",null,null,0,null,null,null,null,null,null,null,null,null,null,null,null,null,null,null,null,null,null,"Number of ferments achived:",null,null,0,null,null,null,null,null,null,null,null,null,null,null,null,null,null,null,null,null,null,"Number of ferments achived:",null,null,0,null,null,null,null,null,null,null,null,null,null,null,null,null,null,null,null,null,null,"Number of ferments achived:",null,null,0,null,null,null,null,null,null,null,null,null,null,null,null,null,null,null,null,null,null,"Number of ferments achived:",null,null,0,null,null,null,null,null,null,null,null,null,null,null,null,null,null,null,null,null,null,"Number of ferments achived:",null,null,0,null,null,null,null,null,null,null,null,null,null,null,null,null,null,null,null,null,null,"Number of ferments achived:",null,null,0,null,null,null,null,null,null,null,null,null,null,null,null,null,null,null,null,null,null,"Number of ferments achived:",null,null,0,null,null,null,null,null,null,null,null,null,null,null,null,null,null,null,null,null,null,"Number of ferments achived:",null,null,0,null,null,null,null,null,null,null,null,null,null,null,null,null,null,null,null,null,null,"Number of ferments achived:",null,null,0,null,null,null,null,null,null,null,null,null,null,null,null,null,null,null,null,null,null,"Number of ferments achived:",null,null,0,null,null,null,null,null,null,null,null,null,null,null,null,null,null,null,null,null,null,"Number of ferments achived:",null,null,0,null,null,null,null,null,null,null,null,null,null,null,null,null,null,null,null,null,null,"Number of ferments achived:",null,null,0,null,null,null,null,null,null,null,null,null,null,null,null,null,null,null,null,null,null,"Number of ferments achived:",null,null,0,null,null,null,null,null,null,null,null,null,null,null,null,null,null,null,null,null,null,"Number of ferments achived:",null,null,0,null,null,null,null,null,null,null,null,null,null,null,null,null,null,null,null,null,null,"Number of ferments achived:",null,null,0,null,null,null,null,null,null,null,null,null,null,null,null,null,null,null,null,null,null,"Number of ferments achived:",null,null,0,null,null,null,null,null,null,null,null,null,null,null,null,null,null,null,null,null,null,"Number of ferments achived:",null,null,0,null,null,null,null,null,null,null,null,null,null,null,null,null,null,null,null,null,null,"Number of ferments achived:",null,null,0]